## Sheet1
*Item | Description
02100054 | BTS3606E,QCKG1EMU,BTS Environment Monitor Unit
02112722 | HERT BBU,WD2BBBUC,HERT BBU Box
02113354 | OptiX OSN 1800,TNFB8CASE,Compact Container WDM System Assembly Chassis(2U) with fiber storage
02113821 | Assembly Cabinet,OptiX RTN 950A,SLFB1CASE,Assembly Chassis(-48V)
02120173 | Fan Tray Assembly,SSN1FAN,Subrack Fan Box
02120354 | BTS3012,GM5E1BFAN,Fan Box
02120370 | Fan Box,PARC,WP1E2PFNS,Base Station Controller 9 Fan Box
02120371 | OptiX OSN 7500,SSTE2FANA,Cabinet Fan Box
02120458 | Fan Tray ,HERT BBU,WD2E1FAN,2U Fan Module
02120480 | HERT MPE,WD2E4FAN,FAN 01A,303
02120540 | CGA,CN2E02FFB,CGA Frame Fan Box,T8280
02120548 | HERT,WD2E1FMUB,Fan Unit
02120553 | HERT MPE,WD2E2DCDU,DC Power Distribution Unit,With DC Power Lightning Protection Board
02120559 | HERT MPE,WD2E5FAN,FAN 02A,303
02120577 | Fan Box,HERT BBU,WD2E1FANC,2U Fan Module
02100046 | BTS30/312,BTS Environment Status Monitor/-48V Power Supply
02120662 | Fan Tray Assembly,PARCb,WP1E5PFNS,Base Station Controller 9 Fan Box
02120725 | Fan Tray Assembly,HERT MPE,WD2MUFAN03C,Fan Unit
02120730 | Power Distribution Box,Outdoor&Indoor Type,WD2E5DCDU12A,DC PDU,OUTPUT:10*30A fuse(3 PCS small terminal),DC,2 input,10 output,160A
02120731 | Power Distribution Box,Outdoor&Indoor Type,WD2E5DCDU12B,DC PDU,OUTPUT:10*30A fuse(6 PCS big terminal and 4 PCS small terminal),DC,2 input,10 output,160A
02120734 | FAN BOX-HERT MPE,WD2E9FAN,FAN 02D,Ver.D
02120736 | Fan Tray Assembly,HERT MPE,WD2E8FAN,FAN 01C,Ver.D
02120757 | Power Distribution Box,PARCb,WP1EPEMa,Power Entry Module,REV:a,Power Entry Module for PARCb subrack,2 inputs,60A,-48VDC,2,2,4800W
02120762 | FAN BOX-OptiX RTN950A-SLF1FAN-RTN950A FAN BOX
02121654 | FAN BOX,HERT MPE,WD2E11FAN,FAN 02E,Ver.E
02130608 | Power module,-33~65degC,90~290Vac,-53.5V/30A,AC/DC PSU
02234858 | SBT Kit,With AISG Cable
02236527 | EMU and EMU Accessories Kit(With Sensors)
02237111 | Operation and Maintenance Component,with SuSE LINUX Enterprise Server and Driver Software Package
02238806 | Operation and Maintenance Component,with DOPRA LINUX and Driver Software Package REV:a
02270132 | DC-DC Module,960W,-5degC,55degC,-38.4V,-75V,12V/80A;5V/36A;12Vsb/2A,10000uF,Overall Combined Capacity of the 12V and 5V Power Supply is 960W
02300711 | CGA,CN2K01T8290,8290 Integrated Frame
02300742 | Backplane Subrack,OSCA,IT1K01E9000,OSCA-H 12U high-powered integrative module
02314171 | Datacom Products,CR0M3GP4U,Electrical Transceiver,SFP,GE,Electrical Interface Module(100m,RJ45)
02314551 | BBU3806,QWF1EMUA1,32 Port EMUA Environment Monitoring Module(-48VDC)
02315076 | BTS3012,GM5M6DTRU,Double Transceiver Unit,M900
02315111 | Function Module,HUAWEI BTS3012AE,GM51DEPM,Power System Monitor Module
02315118 | BTS3012,GM5M6DDPU,Dual Duplexer Unit for DTRU BTS,PGSM-TX935~960MHz/RX890~915MHz
02315174 | BTS3012,GMKM6DTRU,Double Transceiver Unit,M1800
02315179 | BTS3012,GMKM6DDPU,Dual Duplexer Unit for DTRU BTS,DCS-TX1805~1880MHz/RX1710~1785MHz
02315215 | Functional Module,M500D,Controller of PS48120/1800,PS48180/1800,PS48300/1800 Power System
02315528 | Functional Module,HERT BBU WD2MUPEUA,-48V Power and Environment interface Unit
02315639 | Functional Module,HERT BBU,WD2M1UEIU,Universal Environment Interface control Unit
02315664 | BTS3012,GM5M0DDPU,Dual Duplexer Unit for QTRU BTS,PGSM-TX935~960MHz/RX890~915MHz
02315692 | BTS3900,GM5MBDRFU,Double Radio and Filter Unit,M900
02315743 | BTS3900,GMKM1DRFU,Double Radio and Filter Unit,M1800
02315816 | DBS3900,WD5M1G2PZ1,GRRU GSM Single-mode Multi-carriers Remote Radio Unit(P-GSM900: TX935-960MHz/RX890-915MHz,-48VDC,1.25G)
02316361 | BTS3900,GM5M3DRFU,Double Radio and Filter Unit,M900
02316391 | Function Module,Power3000,CPMU01,Power System Monitor Module
02316779 | DBS,GMKM2DRRU,Double Remote Radio Unit(With Mount Accessories),M1800
02316780 | DBS,GM5M2DRRUP,Double Remote Radio Unit(With Mount Accessories),M900 P Band
02316913 | BTS3900,GM5M4DRFU,Double Radio and Filter Unit,M900/P
02317275 | Function Module,HERT MPE,WD2M1EPM,Power System Monitor Module,303
02317757 | DBS3900,WD5M1G2DD1,GRRU GSM Single-mode Multi-carriers Remote Radio Unit(DCS1800:TX1835-1880MHz/RX1740-1785MHz,-48VDC,2.5G)
02317806 | Function Module,NetEngine40E,CR52CMUA
02318425 | BTS3900/A,WD5MMRFU78B,V2,Multi-Mode Transceiver Unit,900M RX890-915MHz/TX935-960MHz
02319231 | MARP RFU V100R102,WD5MWFUB81,Multi-Carrier Transceiver Unit(EDHT 80W,Band1,RX1920-1980/TX2110-2170MHz),9U
02319452 | BTS3900/A,WD5MMFUB83,V2,Multi-Mode Transceiver Unit,1800M RX1710-1785MHz/TX1805-1880MHz
02319897 | HERT BBU WD2MUPEUC,-48V Power and Environment interface Unit
02351897 | Quidway S5328C-EI, CX7Z128CM, L3 Ethernet Switch(24GE+4SFP Combo+PSU)
02352571 | OptiX RTN 980,SLBK1BKP,RTN 980 Assembly Chassis(-48V)
03026564 | OptiX OSN 3500,SSN1PIU,Power Interface Board,1x1 Assembled Board
03026728 | OptiX OSN 3500,SSN1D12S,32xE1/T1 Electrical Interface Switching Board(120 Ohm),2*1 Assembled Board
03026740 | OptiX OSN 3500,SSN1EU08,8xSTM-1 Electrical Interface Board,1*1 Assembled Board
03026756 | OptiX OSN 3500,SSN1TSB8,8-Channel Switching&Bridging Board,1x1 Assemble Board
03026811 | OptiX OSN 3500,SSN1ETF8,8-Port 10M/100M BaseT Fast Ethernet Interface Board,1*1
03027351 | OptiX OSN 3500,SSN1DCU01,Single Channel Dispersion Compensation Board(60km,LC),1x1 Assembled Board
03027509 | OptiX OSN 3500,SSN1EU04,4xSTM-1 Electrical Interface Board,1*1 Assembled Board
03028245 | OptiX OSN 7500,SST1EOW,Engineering Order Wire Board,2*1 Assembled Board
03028246 | Manufactured Board,OptiX OSN 7500,SST1AUX,1*1
03029118 | OptiX OSN 3500,SSN1SLQ4A04,4xSTM-4 Optical Interface Board(SFP),1x1 Assembled Board
03034723 | UMG8900,UG01MOMU0,Mobile network Operation & Maintenance Unit
03034730 | UMG8900,UG01MTNU0,TDM Central Switching Net Unit
03034750 | UMG8900,UG01TCLU0,TDM Convergence And Link Unit
03034751 | UMG8900,UG01MCLK0,Clock Unit
03034758 | UMG8900,UG01MPPU0,Protocol Processing Unit
03035192 | UMG8900,UG01MBLU0,Back Link Unit
03035195 | UMG8900,UG01MFLU0,Front Link Unit
03035537 | U-SYS SG7000,SG01SHPU0,Signaling High level link Processing Unit
03035553 | OptiX OSN 7500,SST1GXCSA01,General Cross-connect and Synchronous Timing Board
03035782 | U-SYS SG7000,SG01SBPI0,Broadband Signaling Processing Interface
03036439 | OptiX OSN 3500,SSN1GXCSA01,General Cross-connect and Synchronous Timing Board
03036440 | OptiX OSN 3500,SSN1EXCSA01,Enhanced Cross-connect and Synchronous Timing Board(Without Extension Host)
03036656 | U-SYS SG7000,SG01ALUI0,Alarm Unit Interface
03037047 | UMG8900,UG01MSPF0,Mobile Network Front Signalling Processing Unit
03037064 | OptiX OSN 3500,SSN1GSCC01,System Control and Communication Board
03037070 | NetEngine40E,CR52EEGFNB0,20-Port 100/1000Base-X-SFP Flexible Card A(P40-A,Supporting 1588v2)
03037098 | OptiX OSN 3500,SSN1AUX01,System Auxiliary Interface Board
03037134 | OptiX OSN 3500,SSN1EFS401,4-Port 10M/100M Fast Ethernet Processing Board with LAN Switch
03037342 | OptiX OSN 3500,SSN2SL16A02,STM-16 Optical Interface Board(S-16.1,LC)
03037357 | OptiX OSN 3500,SSN1BA203,Booster Amplifier Board(-6dBm~+3dBm,14dBm,LC)
03037358 | OptiX OSN 3500,SSN1BA204,Booster Amplifier Board(-6dBm~+3dBm,17dBm,LC)
03037361 | OptiX OSN 3500,SSN1BPA01,Optical Booster & Pre-amplifier Board(-38dBm~-10dBm,22dB;-6dBm~+3dBm,14dBm,LC)
03037372 | OptiX OSN 3500,SSN1SL16A01,STM-16 Optical Interface Board(I-16,LC)
03037374 | OptiX OSN 3500,SSN1SL16A02,STM-16 Optical Interface Board(S-16.1,LC)
03037376 | OptiX OSN 3500,SSN1SL16A04,STM-16 Optical Interface Board(L-16.2,LC)
03037378 | OptiX OSN 3500,SSN1SL1602,STM-16 Optical Interface Board(L-16.2JE,LC)
03037384 | OptiX OSN 3500,SSN1SLQ101,4xSTM-1 Optical Interface Board
03037386 | OptiX OSN 3500,SSN1SL401,STM-4 Optical Interface Board
03037389 | OptiX OSN 3500,SSN1SLD401,2xSTM-4 Optical Interface Board
03037390 | OptiX OSN 3500,SSN1SLQ401,4xSTM-4 Optical Interface Board
03037391 | OptiX OSN 3500,SSN1SEP101,8xSTM-1 Signal Process Board
03037395 | OptiX OSN 3500,SSN2SLQ101,4xSTM-1 Optical Interface Board
03037400 | OptiX OSN 3500,SSN2SLD401,2xSTM-4 Optical Interface Board
03037408 | OptiX OSN 3500,SSN1PQ1B01,63xE1 Service Processing Board(120ohm)
03037463 | BTS3012,GM51DEMU0,Environment Monitoring Unit for DTRX BTS
03037489 | OptiX OSN 2500,SSQ1SAP01,System Auxiliary Process Board
03037854 | OptiX OSN 3500,SSN2SLO101,8xSTM-1 Optical Interface Board
03037951 | U-SYS SG7000-SG03SBPU0-Broadband Singnaling Processing Unit
03038341 | OptiX OSN 3500,SSN1UXCSA01,Ultra Cross-connect and Synchronous Timing Board(Without Extension Host)
03038654 | U-SYS SG7000,SG03SBPI0,Broadband Signaling Processing Interface,750B
03038921 | OptiX OSN 3500,SSN1SLH101,16xSTM-1 Signal Process Board
03039021 | OptiX OSN 7500,SSN2GSCC01,System Control and Communication Board
03039266 | OptiX OSN 3500,SSN2SL6415,STM-64 Optical Interface Board(L-64.2b,LC)
03039967 | OptiX OSN 3500,SSN2SL6416,STM-64 Optical Interface Board(V-64.2b,LC)
03050145 | SoftX3000,SF31WHSC0,Hot-Swap And Control Unit
03050148 | SoftX3000,SF31WSIU0,System Interface Unit
03050379 | UMG8900,UG01MOMU0,Media gateway Operation & Maintenance Unit
03050380 | UMG8900,UG01MMPU0,Media gateway Main Processing Unit
03050383 | UMG8900,UG01MPPB0,Media gateway Back Protocol Processing Unit
03050384 | UMG8900,UG01MCMB0,Media Gateway Back Connection Maintenance Unit
03050388 | UMG8900,UG01ME320,Media gateway 32E1 Port TDM Interface Board
03050392 | UMG8900,UG01MTNU0,Media gateway TDM Central Switching Net Unit
03050395 | UMG8900,UG01MASU0,Media gateway ATM AAL2/AAL5 SAR Processing Unit
03050396 | UMG8900,UG01MBLU0,Media gateway Back Link Unit
03050401 | UMG8900,UG02MASU0,Media Gateway ATM AAL2/AAL5 SAR Processing Unit(b)
03050402 | UMG8900,UG01MFLU0,Media gateway Front Link Unit
03050403 | UMG8900,UG01ME8T0,Media Gateway 8-port 10/100M Ethernet Interface Board
03050409 | UMG8900,UG01MNET0,Media gateway Packet Switch Unit
03050415 | UMG8900,UG01MCLK0,Media gateway Clock Unit
03050417 | UMG8900,UG01MTCB0,Mobile Network TransCode Unit B
03050419 | MSOFTX3000,SF32WSGU0,Signaling Gateway Unit
03050475 | UMG8900,UG01MG1O0,Media Gateway 1-port GE Optical Interface Card
03050511 | UMG8900,UG01MCMF0,Media Gateway Front Connection Maintenance Unit
03050515 | UMG8900,UG01MSPF0,Media gateway Front Signalling Processing Unit
03050527 | SoftX3000,SF32HSCI0,Hot-Swap And Control Unit
03050537 | UMG8900,UG02ME320,Media Gateway 32E1 Port TDM Interface Board(b)
03050546 | UMG8900,UG02MBLU0,Media gateway Back Link Unit(b)
03050548 | UMG8900,UG02MFLU0,Media gateway Front Link Unit(b)
03050554 | UMG8900,UG02MCLK0,Media Gateway Clock Unit
03050584 | UMG8900,UG01MS2L0,Media gateway 2*155M SDH/SONET Optical Interface Card
03050586 | UMG8900,UG01MS2E0,Media gateway 2*155M SDH/SONET Electronical Interface Card
03050597 | MSOFTX3000,SF32WVDB0,VLR Data Base unit
03050599 | MSOFTX3000,SF32WSMU0,System Management Unit
03050600 | MSOFTX3000,SF32WIFM0,IP Forward Module
03050606 | MSOFTX3000,SF32WCCU0,Call Control Unit
03050607 | MSOFTX3000,SF32WBSG0,Broadband Signaling Gateway
03050608 | MSOFTX3000,SF32WMGC0,Media Gateway Control unit
03050630 | OptiX OSN 3500,SSN2SLQ110,4xSTM-1 Optical Interface Board(S-1.1,LC)
03050652 | OptiX OSN 3500,SSN2SLD412,2xSTM-4 Optical Interface Board(L-4.2,LC)
03050711 | UMG8900,UG01MTCB2,Media gateway TransCode Unit B2(1024 CH TC with EC)
03050746 | UMG8900,UG01MTNC2,Media Gateway TDM switching Net Unit C2(With 1 TDM Cascade Port)
03050748 | UMG8900,UG01MMPB0,Media Gateway Main Processing Unit B
03050757 | UMG8900,UG02MSPF0,Media Gateway Front Signalling Processing Unit(b)
03050771 | UMG8900,UG01MTNB0,Media gateway TDM switching Net Unit B
03050802 | OptiX OSN 1500,SSR1SLD410,2xSTM-4 Optical Interface Board(S-4.1,LC)
03050914 | UMG8900,UG01MNLU0,Media Gateway Net Link Unit
03050981 | OptiX OSN 2500,SSQ2CXL412,STM-4 System Control,Cross-connect,Optical Interface Board(L-4.2,LC)
03051014 | UMG8900,UG01MVPD0,Media Gateway Voice Processing Unit D
03051015 | UMG8900,UG01MVPD1,Media Gateway Voice Processing Unit D(1K TC)
03051017 | NetEngine20E,RTP1E2GFF,2-port 1000M Ethernet High Speed Optical Interface Board(SFP)
03051018 | NetEngine20E,RTP1E8FE0,8-port 100M Ethernet High Speed Electrical Interface Board(RJ45)
03051068 | UMG8900,UG02MHRU0,Media Gateway High-speed Routing Unit(b)
03051103 | MSOFTX3000,SF35WBFI0,Back Insert FE Interface Unit
03051104 | MSOFTX3000,SF35WCDB0,Central Data Base Unit
03051107 | MSOFTX3000,SF35WBSG0,Broadband Signaling Gateway
03051108 | MSOFTX3000,SF35WVDB0,VLR Data Base unit
03051110 | MSOFTX3000,SF35WCCU0,Call Control Unit
03051111 | MSOFTX3000,SF35WCSU0,Call Control And Signaling Processing Unit
03051116 | PARC WP11GCUa General Clock Unit REV:a
03051117 | PARC WP11SCUa GE Switching and Control Unit REV:a
03051118 | PARC WP11TNUa TDM Switching Network Unit REV:a
03051119 | PARC WP11XPUa Extensible Processing Unit REV:a
03051121 | PARC WP11EIUa 32-port E1/T1 circuit Interface Unit REV:a
03051122 | PARC WP11OIUa 1-port channelized Optical Interface Unit REV:a
03051276 | UMG8900,UG02MNET0,Media gateway Packet Switch Unit
03051301 | UMG8900,UG03MCLK0,Media gateway Clock Unit
03051334 | OptiX OSN 3500,SSN2SLO110,8xSTM-1 Optical Interface Board(S-1.1,LC)
03051380 | UMG8900,UG02MVPD07,Media Gateway Voice Processing Unit D (b)
03051381 | UMG8900,UG02MVPD2,Media gateway Voice Processing Unit D(1K TC,64ms EC)(b)
03051463 | UMG8900,UG01MVPD8,Media Gateway Voice Processing Unit D(1K TC,64ms EC)
03051504 | UMG8900,UG01MECU1,Media gateway Echo Canceller Unit B
03051558 | Finished Board,MSOFTX3000,SF35WCKI0,Clock Interface Unit
03051617 | UMG8900,UG03MSPF0,Media Gateway Front Signalling Processing Unit(c)
03051697 | SG7000,SG02ALUI0,Alarm Unit
03051747 | OSTA2.0,CN21USI2,Universal Service Interface,(2FC+2*2GE)
03051765 | UMG8900,UG02MOMB0,Media Gateway Operation & Maintenance Unit B(b)
03051766 | UMG8900,UG02MMPB0,Media Gateway Main Processing Unit B(b)
03051768 | UMG8900,UG01MHRD1,Media Gateway High-speed Routing Unit D1(D8FT)
03051769 | UMG8900,UG01MHRD2,Media Gateway High-speed Routing Unit D2(D1GO)
03051771 | UMG8900,UG02MTNC1,Media Gateway TDM switching Net Unit C1(With 1 TDM Cascade Port)(b)
03051772 | UMG8900,UG02MTNC2 Media Gateway TDM switching Net Unit C2(With 2 TDM Cascade Ports)(b)
03051774 | UMG8900,UG02MS2L0, Media gateway 2*155M SDH/SONET Optical Interface Card(b)
03051775 | UMG8900,UG02MS2E0, Media gateway 2*155M SDH/SONET Electronical Interface Card(b)
03051779 | UMG8900,UG02MVPD05,Media Gateway Voice Processing Unit D (b)
03051809 | OptiX OSN 3500,SSN3EGS411,4-port Gigabit Ethernet Switching Processing Board(1000BASE-LX,1310-LC)
03051813 | PARC WP13DPUc Data Processing Unit REV:c
03051814 | PARC WP13DPUd Data Processing Unit REV:d
03051888 | OptiX OSN 3500,SSN1SLD4A10,2xSTM-4 Optical Interface Board(S-4.1,LC)
03051890 | OptiX OSN 3500,SSN1SLD4A12,2xSTM-4 Optical Interface Board(L-4.2,LC)
03051895 | OptiX OSN 3500,SSN1SLQ4A12,4xSTM-4 Optical Interface Board(L-4.2,LC)
03051898 | OptiX OSN 3500,SSN1SLQ1A10,4xSTM-1 Optical Interface Board(S-1.1,LC)
03052042 | CSOFTX3000,SF35WSMU0,System Management Unit
03052182 | CGA,CN21SMU1,System Management Unit
03052265 | SG7000,SG25HSYS0,High-level System Unit
03052266 | SG7000,SG25SBPI0,Broadband Signaling Processing Interface,750GL,1G Momory,FE Back interface
03052267 | SG7000,SG25SBPU0,Broadband Singnaling Processing Unit,750GL,1G Momory,FE Back interface
03052284 | OSTA2.0,CN21UPBA0,Universal Process Blade,2CPU+6*4G DDR2+4G FLASH
03052289 | OSTA2.0,CN21UPBA1,Universal Process Blade,2CPU+2*4G DDR2+2*146G HDD
03052321 | OptiX OSN 3500,SSN2EGT211,2-Port Gigabit Ethernet Transparent Transmission Board(1000BASE-LX,1310-LC)
03052348 | OptiX OSN 3500,SSN4EGS411,4-port Gigabit Ethernet Switching Processing Board(1000BASE-LX,1310-LC)
03052365 | OSTA2.0,CN21SWIA1,Swtich Unit Interface,(8 Base GE + 8Fabric GE + L2/L3 clock module)
03052366 | OSTA2.0,CN21SWIA0,Swtich Unit Interface,(8 Base GE + 8Fabric GE)
03052367 | OSTA2.0,CN21SWUA1,Swtich Unit,(8 Base GE + 8 Fabric GE + TDM module)
03052368 | OSTA2.0,CN21SWUA0,Swtich Unit,(8 Base GE + 8 Fabric GE)
03052372 | OSTA2.0,CN21ETIA0,E1/T1 interface Unit,(2*16 E1/T1)
03052377 | OptiX OSN 3500II,SSQ5CXLL1602,STM-16 System Control,Cross-connect,Optical Interface Board(S-16.1,LC)
03052379 | OptiX OSN 3500II,SSQ5CXLL1604,STM-16 System Control,Cross-connect,Optical Interface Board(L-16.2,LC)
03052445 | OptiX OSN 3500,SSN3SL16A07,STM-16 Optical Interface Board(S-16.1,LC)
03052446 | OptiX OSN 3500,SSN3SL16A08,STM-16 Optical Interface Board(L-16.1,LC)
03052447 | OptiX OSN 3500,SSN3SL16A09,STM-16 Optical Interface Board(L-16.2,LC)
03052552 | OptiX OSN 3500,SSN1SLQ1621,4*STM-16 Optical Interface Board(S-16.1,LC)
03052587 | OSTA2.0,CN21ETIA02,E1/T1 & GE Interface Unit,(16 E1/T1 + 2GE)
03052588 | OSTA2.0,CN21USIA1,Universal Service Interface,(2*2GE)
03052589 | OSTA2.0,CN21USIA7,Universal Service Interface,(3*2GE+RTCA)
03052602 | CGA,CN21MSPB0,MultiMedia Service Process Unit B(8GB Memory)
03052735 | Media Gateway Voice Processing Unit D (3K TC+EC) (c)
03052748 | PARC WP11POUc 4-port IP over channelized Optical STM-1/OC-3 Interface Unit REV:c
03052761 | PARC WP11FG2c 12-port FE or 4-port electronic GE interface unit REV:c
03052762 | PARC WP11GOUc 4-port packet over GE Optical interface Unit REV:c
03052780 | PARC WP11XPUb Extensible Processing Unit REV:b
03052950 | Media Gateway Voice Processing Unit D (3K TC) (c)
03052951 | UMG8900,UG04MSPF0,Media Gateway Front Signalling Processing Unit(d)
03052969 | OptiX OSN 3500,SSN4SLQ1602,4xSTM-16 Optical Interface Board(S-16.1,LC)
03052971 | OptiX OSN 3500,SSN4SLQ1604,4xSTM-16 Optical Interface Board(L-16.2,LC)
03052978 | OptiX OSN 3500,SSN4SL6401,1xSTM-64 Optical Interface Board(I-64.1,LC)
03052979 | OptiX OSN 3500,SSN4SL6403,1xSTM-64 Optical Interface Board(P1L1-2D2,LC)
03052980 | OptiX OSN 3500,SSN4SL6402,1xSTM-64 Optical Interface Board(S-64.2b,LC)
03052982 | OptiX OSN 3500,SSN4SL6404,1xSTM-64 Optical Interface Board(V-64.2b,LC)
03052990 | UMG8900,UG03MSPF1,Media Gateway Front Signalling Processing Unit(c)
03052995 | BTS3900,WD53UBRI,BTS3900 BaseBand Radio Interface Board
03053058 | UMG8900,UG01MMPE0,Media Gateway Main Processing Enhanced Unit
03053065 | UMG8900, UG01ME630, 63 E1 TDM Interface Board
03053067 | PARC WP11SCUb GE Switching and Control Unit REV:b
03053110 | OptiX OSN 2500,SSQ2CXL1602,STM-16 System Control,Cross-connect,Optical Interface Board(S-16.1,LC)
03053137 | UMG8900,UG01MCME0,Media gateway Connection & Management Enhanced Unit
03053138 | UMG8900,UG01MOME,Media Gateway Operation & Maintenance Enhanced Unit
03053164 | OptiX OSN 3500,SSN1SLQ1A22,4xSTM-1 Optical Interface Board(S-1.1,LC)
03053167 | OptiX OSN 3500,SSN1SLQ4A22,4xSTM-4 Optical Interface Board(L-4.2,LC)
03053174 | OptiX OSN 3500,SSN1SLD4A20,2xSTM-4 Optical Interface Board(S-4.1,LC)
03053176 | OptiX OSN 3500,SSN1SLD4A22,2xSTM-4 Optical Interface Board(L-4.2,LC)
03053186 | OptiX OSN 3500,SSN1SLQ4A20,4xSTM-4 Optical Interface Board(S-4.1,LC)
03053216 | UMG8900,UG01MTND0,Media Gateway TDM switching Net Unit D
03053219 | UMG8900,UG01MS4L0,Media gateway 4*155M SDH/SONET Optical Interface Card
03053369 | PARC WP11DPUg Data Processing Unit REV:g
03053398 | OptiX OSN 3500,SSN2SLO115,8xSTM-1 Optical Interface Board(S-1.1,LC)
03053401 | OSTA2.0,CN22UPBA6,Universal Process Blade,1CPU+3*8G DDR3+2*300G HDD
03053402 | OSTA2.0,CN22UPBA3,Universal Process Blade,1CPU+3*8G DDR3+1*SSD
03053403 | OSTA2.0,CN22UPBA5,Universal Process Blade,1CPU+1*8G DDR3+2*300G HDD
03053404 | OSTA2.0,CN22UPBA0,Universal Process Blade,1CPU+3*8G DDR3+4G FLASH
03053547 | NetEngine40E,CR57SFU200B0,200Gbps Switch Fabric Unit B(SFUI-200-B)
03053548 | NetEngine40E,CR57SFU200C0,200Gbps Switch Fabric Unit C(SFUI-200-C)
03053549 | NetEngine40E,CR57SRU200A5,Switch and Route Processing Unit A5
03053557 | Main Processing Unit,PGP,WP22MPUB4,Main Processing Unit B4
03053558 | PGP,WP22ESPUe,Enhanced Service Processing Unit
03053560 | PGP,WP22SFUB0,Switch Fabric Unit B
03053561 | PGP,WP22LPUN0,Flexible Card Line Processing Unit(LPUF-40,2 sub-slots)
03053562 | PGP,WP22L2XXNB0,2-port 10GBase WAN/LAN XFP Flexible Interface Daughter Card
03053697 | UMG8900,UG02MS2E1,Media gateway 2*155M SDH/SONET Electronical Interface Card(b)
03053773 | OSS,WM19OSMU16,OSS Self Maintenance Unit,04C
03053774 | OSS,WM19OGPU48,OSS General Processing Unit,06C
03053804 | OSTA2.0,CN21SWUB1,Switch Unit,With XTMA Moudle
03053805 | OSTA2.0,CN21SWUB0,Swtich Unit,Without XTMA Moudle
03053858 | OSTA2.0,CN21ESUA0,Enhanced Service Unit,CPU*1+DIMM*48GB+SSD*1
03053868 | Finished Board Unit,OSTA2.0,CN21QXIA0,Universal Rear Board-(4*10GE+4*GE)
03053875 | OSTA2.0,CN21SWIB1,Switch Unit Interface,With L2/L3 clock module
03053947 | Universal Main Processing & Transmission unit with 4E1 and 2FE/GE interface
03053960 | CGA,CN21SMUA,Shelf Management Unit
03054206 | NetEngine40E,CR52MPUD2,Main Processing Unit D2(Including 2G Memory and 2G USB)
03054294 | PARC WP11EOMUa Evolved Operation and Maintenance Unit REV:a
03054296 | PARC WP11EGPUa Evolved General Processing Unit REV:a
03054298 | PARC WP11EXOUa Evolved 2-port 10GE Optical interface Unit REV:a
03054301 | PGP,WP22SFU200B0,Switch Fabric Unit B200
03054355 | PGP,WP23ESPUf,Enhanced Service Processing Unit f
03054393 | NetEngine40E&80E,CR57LPUF50CA00,Flexible Card Line Processing Unit(LPUF-51,2 sub-slots)
03054425 | NE40E, CR57VSUF8000,Flexible Card Versatile Service Unit 80(VSUF-80)
03054445 | UMG8900,UG01MHRD4,Media Gateway High-speed Routing Unit D4(D1GO)
03054520 | NetEngine40E,CR57L5XFC00,5-Port 10GBase LAN/WAN-SFP+ Integrated Line Processing Unit L(LPUI-51-L)
03054528 | NetEngine40E,CR57EMGFC00,48-Port 100/1000Base-X-SFP Integrated Line Processing Unit L(LPUI-51-L)
03054583 | Finished Board Unit,Optix OSN 3500,SSN2EGT216,2-Port Gigabit Ethernet Transparent Transmission Board(1000BASE-LX,1310-LC)
03054665 | OptiX OSN 1800,TNF1SP3DA,42xE1/120ohm(T1/100ohm) Electrical Interface Board-1x1 Assembled Board
03054675 | OSCA,IT11SMMA00,MM910,Shelf Management Module A
03054676 | Finished Board Unit,ATAE,AE34AKI,Interface Cell,6 Rear GE&2 Loopback FC
03054679 | NetEngine40E,CR57LPUF120A02,Flexible Card Line Processing Unit(LPUF-120)
03054683 | NetEngine40E,CR57E1NCB20,1-Port 100GBase-CFP Integrated Line Processing Unit (LPUI-120)
03054684 | NetEngine40E,CR57LBXF21,12-Port 10GBase LAN/WAN-SFP+ Integrated Line Processing Unit B(LPUI-120-B)
03054686 | NetEngine40E,CR57E1NC21,1-Port 100GBase-CFP Integrated Line Processing Unit B(LPUI-120-B)
03054691 | NetEngine40E,CR57E2NCB22,2-Port 100GBase-CFP Integrated Line Processing Unit (LPUI-240)
03054694 | NetEngine40E,CR57E2NCB23,2-Port 100GBase LAN-CFP Integrated Line Processing Unit B(LPUI-240-B)
03054695 | NetEngine40E,CR57LFXF23,24-Port 10GBase LAN/WAN-SFP+ Integrated Line Processing Unit B(LPUI-240-B)
03054711 | Finished Board Unit,OSCA,IT11LIUA,CX116,32*GE(RJ45) Copper Passthrough Module
03054713 | Finished Board Unit,OSCA,IT11LIUB01,CX317,32*10GE Optical Passthrough Module
03054716 | Finished Board Unit,OSCA,IT11XCUA01,CX911,16*10GE Optical Port,8*8G FC Port,Multi-Plane Switch Module
03054849 | Finished Board Unit,OSCA,IT11XCUB00,CX310,16*10GE Converged Switch Module
03054855 | Finished Board Unit,OSCA,IT11SRCA06,Romley EP Compute Node,CH121
03054885 | BBU3900-WD22UMPTb1-Universal Main Processing & Transmission unit with 4E1 and 2FE/GE interface
03055189 | NetEngine40E,CR57LPUF120A03,Flexible Card Line Processing Unit(LPUF-51,2 sub-slots) E
03055308 | Finished Board Unit,OSS,WM19OSMUa16,OSS Self Maintenance Unit,04C
03055314 | PGP,WP23LPUF50CA00,Flexible Card Processing Unit(LPUF-51,2 sub-slots)
03056132 | Finished Board Unit,OSCA,IT11SGCA05,Grantley EP Compute Node,CH121 V3
03056450 | Finished Board Unit,PANGEA,STL2CONT11,SAS Service Processing Controller Unit(1*Intel E5 2620 V2,3*8G Cache),with SmartIO Card
03056489 | Finished Board Unit,Eudemon8000E-X,SPC-APPSEC-E8KE,Application Security Service Processing Card
03056502 | Finished Board Unit,OptiX RTN 980,SLB1CSHNA,2*STM-1/4(SFP)+2*GE(SFP/RJ45)+2*GE(RJ45),Nodal System Control and Switching Board
03056702 | Finished Board Unit,OSTA2.0,CN24UPBA6,Universal Process Blade,1CPU+3*8G DDR3+2*300G HDD
03056703 | Finished Board Unit,OSTA2.0,CN24UPBA5,Universal Process Blade,1CPU+1*8G DDR3+2*300G HDD
03056819 | Finished Board Unit,OSCA,IT11SBCC05,Brickland EX Compute Node,CH242 V3 DDR4
03056858 | Finished Board Unit,OSCA,IT11XCUA08,CX912,16*10GE Port,8*8G FC Port(4-Uplink Port Activate,Brocade),Multi-Plane Switch Module
03056859 | Finished Board Unit,OSCA,IT11XCUF08,CX210,8*8G FC Port(4-Uplink Port Activate,Brocade),Switch Module
03057244 | Finished Board Unit,NetEngine40E,CR57MPUB51,Main Processing Unit B5(16G Memory)
04045921 | Single cable,AISG cable,2m,RC8SM(S)-I,CC4P0.5PB(S),RC8SF(S)-I,RRU3801C
04047780 | Single Cable,RF Cable,2m,TNC50AM-III,RG223/U,N50SF-V
04050036 | Outsourcing Cable,SFP High Speed Transmission Cable,4m,SFP20M,CC2P0.5B,SFP20M,For Indoor
04050097 | Outsourcing Cable,SFP High Speed Transmission Cable,1.5m,SFP20M,CC2P0.32B,SFP20M,For Indoor
04050098 | Outsourcing Cable,SFP High Speed Transmission Cable,2.0m,SFP20M,CC2P0.32B,SFP20M,For Indoor
04050123 | Outsourcing Cable,SFP High Speed Transmission Cable,3.0m,SFP20M,CC2P0.32B,SFP20M,For Indoor
04070012 | Signal Cable,Shielded Straight Through Cable,10m,MP8-II,CC4P0.5GY(S),MP8-II,FTP
04070097 | Signal Cable,AISG Communication cable,5m,D9M+D9(PS)(W),CC4P0.5PB(S),RC8SF(S)-I
04080047 | Monitor And Alarm Cable,10.0m,D9M,CC4P0.5P430U(S),MP8-IV,LSZH
04120003 | Trunk Cable,10m,120ohm,4E1,0.4mm,D26M(3ROW),120CC8P0.4B
04120117 | Trunk Cable,10m,120ohm,4E1,0.4mm,D26M(3ROW),120CC8P0.4P430U(S)
04120187 | Trunk Cable,10m,120ohm,16E1,0.4mm,Anea 96F,120CC32P0.4P430U(S),+45deg
04130018 | RF Cable,0.3m,QMA50AM,RG316-50-1.5/0.5BR,QMA50AM
04130028 | RF Cable,3.0m,7/16DIN50AM,COAX50-8.7/3.55B,DIN50SM-II
04130029 | RF Cable,4.0m,7/16DIN50AM,COAX50-8.7/3.55B,DIN50SM-II
04130065 | RF Cable,2m,DIN50SM-II,COAX50-8.7/3.55,DIN50SM-II,1/2 Inch Superflexible Jumper
04130066 | RF Cable,3m,DIN50SM-II,COAX50-8.7/3.55,DIN50SM-II,1/2 Inch Superflexible Jumper
04150323 | Power Cable,10m,2.5mm^2,TB4PIN+4*T2.5^2BL,14UL3386BL-I+14UL3386B-I,LSZH
06010220 | Other Storage Medium,LSI Flash Card,2GB;TFM,Supercap and 620mm Cable;USB2.0,No doc
06020085 | CD-ROM Driver,CD 24X/DVD 8X,12.7*128*126.1mm,In,SATA,5V power,include panel
06030216 | Single Port FC HBA Card,PCIE 2.0 X4¦PCIE 1.0 X8-Vendor ID 10DF-Device ID F100-1,8Gbps,Fiber Channel Multimode LC Optic Interface,English Manual
06030217 | DualPort FC HBA Card,PCIE 2.0 X4¦PCIE 1.0 X8-Vendor ID 10DF-Device ID F100-2, 8Gbps,Fiber Channel Multimode LC Optic Interface,English Manual
06030220 | Other Cards,DualPort FC HBA Card,PCIE 2.0 X4-1077-2532-2-8Gbps,Fiber Channel Multimode LC Optic Interface,NULL
06030221 | Single Port FC HBA Card,PCIE 2.0 X4-1077-2532-1-8Gbps,Fiber Channel Multimode LC Optic Interface
06040041 | KVM Device Cable,No Document,MZCIM-USB-B,Raritan 4 IN 1 KVM's Accessories,with signal cable,Black
06040183 | KVM,KVM 4 in 1 Control Module,1U, 17" LED, 8 KVM ports, With Power Cable,8 USB Straight signal cables/With mounting Accessories,English doc,110V/240V AC,Black,Compliant
06200107 | Memory Module,DDR3 RDIMM,16GB,240 PIN,1.5ns,1333000KHz,1.35V,ECC,all product,2 Rank(1Gx4bit),Height 30mm
06200123 | Memory Module,DDR3 RDIMM,8GB,240PIN,1.25ns,1600000KHz,1.35V,ECC,2 Rank(512M*8bit),Height 30mm
06200172 | Memory Module,DDR3 RDIMM,16GB,1.1ns,1866000KHz,1.5V,ECC,2Rank(1G*4bit),Height 30mm
06200176 | Memory Module,DDR4 RDIMM,16GB,288pin,0.9ns,2133000KHz,1.2V,ECC,2Rank(1G*4bit),Server Dedicated
06200213 | Memory Module,DDR4 RDIMM,16GB,288pin,0.83ns,2400000KHz,1.2V,ECC,Server Dedicated,2Rank(1G*8bit)
06200214 | Memory Module,DDR4 RDIMM,32GB,288pin,0.83ns,2400000KHz,1.2V,ECC,2Rank(2G*4bit),Server Dedicated
06200224 | Memory Module,DDR4 RDIMM,32GB,288pin,0.83ns,2400000KHz,1.2V,ECC,2Rank(2G*4bit)
06200225 | Memory Module,DDR4 RDIMM,16GB,288pin,0.83ns,2400000KHz,1.2V,ECC,2Rank(1G*8bit)
14040301 | RF Coaxial Connector,N,50ohm,Straight/Plug,Male,Matching 5D Type Cable,Nut Installation,only for Microwave
14130196 | Patch Cord,LC/PC,SC/PC,Single-mode,10m,G.652D,2mm
14130199 | Patch Cord,LC/PC,LC/PC,Single-mode,10m,G.652D,2mm
14130246 | Patch Cord,LC/PC,LC/PC,Single-mode,3m,G.652D,2mm
14130251 | Patch Cord,LC/PC,LC/PC,Single-mode,20m,G.652D,2mm
14130280 | Patch Cord,LC/PC,SC/PC,Single-mode,20m,G.652D,2mm
14130295 | Patch Cord,LC/PC,LC/PC,Multi-mode,20m,A1b,2mm
14130296 | Patch Cord,LC/PC,LC/PC,Multi-mode,5m,A1b,2mm
14130544 | Patch Cord,LC/PC,SC/PC,Single-mode,25m,G.652D,2mm
14130615 | Optical Cable Assembly,DLC/PC,DLC/PC,Multi-mode,GYFJH 2A1a(LSZH),5.0m,7.0mm,2 Cores,0.03m/0.34m,2mm,Outdoor Protected Branch Cable
14130616 | Optical Cable Parts,DLC/PC,DLC/PC,Multi-mode,10m,2 cores,0.03m/0.34m,GYFJH-2A1a(OM2),7.0mm,2mm,LSZH,Armored branch
14130617 | Optical Cable Parts,DLC/PC,DLC/PC,Multi-mode,20m,2 cores,0.03m/0.34m,GYFJH-2A1a(OM2),7.0mm,2mm,LSZH,Armored branch
14130618 | Optical Cable Parts,DLC/PC,DLC/PC,Multi-mode,30m,2 cores,0.03m/0.34m,GYFJH-2A1a(OM2),7.0mm,2mm,LSZH,Armored branch
14130619 | Optical Cable Assembly,DLC/PC,DLC/PC,Multi-mode,GYFJH 2A1a(LSZH),40m,7.0mm,2 Cores,0.03m/0.34m,2mm,Outdoor Protected Branch Cable
14130620 | Optical Cable Assembly,DLC/PC,DLC/PC,Multi-mode,GYFJH 2A1a(LSZH),50m,7.0mm,2 Cores,0.03m/0.34m,2mm,Outdoor Protected Branch Cable
14130621 | Optical Cable Assembly,DLC/PC,DLC/PC,Multi-mode,GYFJH 2A1a(LSZH),60m,7.0mm,2 Cores,0.03m/0.34m,2mm,Outdoor Protected Branch Cable
14130622 | Optical Cable Assembly,DLC/PC,DLC/PC,Multi-mode,GYFJH 2A1a(LSZH),70m,7.0mm,2 Cores,0.03m/0.34m,2mm,Outdoor Protected Branch Cable
14130623 | Optical Cable Assembly,DLC/PC,DLC/PC,Multi-mode,GYFJH 2A1a(LSZH),100m,7.0mm,2 Cores,0.03m/0.34m,2mm,Outdoor Protected Branch Cable
14130624 | Optical Cable Parts,DLC/PC,DLC/PC,Multi-mode,120m,2 cores,0.03m/0.34m,GYFJH-2A1a(OM2),7.0mm,2mm,LSZH,Armored branch
14130625 | Optical Cable Parts,DLC/PC,DLC/PC,Multi-mode,150m,2 cores,0.03m/0.34m,GYFJH-2A1a(OM2),7.0mm,2mm,LSZH,Armored branch
14130626 | Optical Cable Parts,DLC/PC,DLC/PC,Multi-mode,10m,2 cores,0.03m/0.03m,GYFJH-2A1a(OM2),7.0mm,2mm,LSZH,Armored branch
24020944 | Rechargeable battery,Li-ion battery,1.5V,1500mAh,Battery Group,With 27inch cable For LSISAS2208 CARD
27030115 | Outdoor Combiner,DC-1710-1880/1920-2200-01,6*7/16 DIN Female(Long Neck)
27100046 | Triplex Tower Mounted Amplifier,ATA212001,DTMA-2100-12dB-2NodeBport2ANTport-AISG/CWA,AISG v2.0,4* 7/16 DIN Female(Long Neck)
27150136 | Antenna Accessory,RCU136,HW RCU,Antenna,10~30V,AISG2.0,Antenna
33010007 | Door Magnetic Switch,Always Open,Covert Installation Type,50.8*14.3*12.7mm
33010089 | Liquid Level Sensor-D18*77mm-Cable Length 2700mm Chinese Documents
33010286 | Temperature&Humidity Sensor,15V~24VDC,(+/-)0.8degC)/(+/-)5%RH(15~50)Celsius degree
33010293 | Smoke Sensor,12V,Other installation type
34060219 | Optical transceiver,eSFP,1310nm,1.25Gb/s,-9.5~-3dBm,-20dBm,LC,SM,10km
34060276 | Optical Transceiver,eSFP,1310nm,STM1,-15~-8dBm,-28dBm,LC,SM,15km
34060284 | Optical Transceiver,eSFP,1550nm,STM4,-3~2dBm,-30dBm,LC,SM,80km
34060285 | Optical Transceiver,eSFP,1550nm,STM4,-3~2dBm,-36dBm,LC,SM,100km
34060286 | Optical Transceiver,eSFP,850nm,2.125Gb/s(Multi rate) ,-9.5~-2.5dBm,-17dBm,LC,MM,0.5km
34060290 | Low Speed Transceiver,eSFP,1310nm,1.25Gb/s,-9dBm,-3dBm,-19dBm,LC(-40~85),10km
34060298 | Optical Transceiver,eSFP,1310nm,1.25Gb/s,-5~0dBm,-23dBm,LC,SM,40km
34060321 | Transceiver,ESFP,850nm,1.25Gb/s,-2.5dBm,-10dBm,-17dBm,LC(-40~85),0.55km,multimode
34060361 | Optical transceiver,XFP,1550nm,9.95Gb/s to 11.1Gb/s,0~4dBm,-24dBm,LC,Single-mode,80km
34060365 | Optical Transceiver,eSFP,850nm,4.25G multi-rate,-9dBm~-1.5dBm,-15dBm,LC,MM,0.3km
34060473 | Optical transceiver,eSFP,1310nm,1.25Gb/s,-9~-3dBm,-20dBm,LC,Single Mode,10km
34060487 | Optical Transceiver,eSFP,1310nm,1.25Gb/s,-9.5~-3dBm,-20dBm,LC,SM,10km
34060488 | Optical Transceiver,eSFP,1550nm,STM16,-2~3dBm,-30dBm,LC,SM,80km
34060494 | Optical transceiver,SFP+,850nm,10Gb/s,-7.3~-1dBm,-9.9dBm,LC, MM,0.3km
34060495 | XFP¦SFP+ Transceiver,SFP+,1310nm,10Gb/s,-8.2dBm,0.5dBm,-12.6dBm,LC,SM,10km
34060521 | Optical Transceiver,SFP+, 850nm, 8.5G, -8.2dBm~-1.3dBm,-11.2dBm,LC,MMF,0.15km
34060568 | XFP¦SFP+ Transceiver-TXFP-C band-9.95~11.3Gb/s-LC-SM-40km
34060742 | Optical transceiver,SFP+,1310nm,10Gb/s,-8.2~0.5dBm,-12.6dBm,LC,SM,10km
34100052 | 1000BASE-T (RJ45) SFP Electrical Module,Auto Negotiate,100m
34100099 | Optical functional module,1000BASE-T -SFP RJ45Electrical Module,Auto Negotiate,100m ,-40~85degC
41020275 | X86 series,FCLGA2011,2500MHz,0.9V,64bit,95000mW,SandyBridge EP Xeon E5-2640,6Core,ECP Dedicated
41020296 | X86 series,FCLGA2011,2600MHz,0.9V,64bit,115000mW,SandyBridge EP Xeon E5-2670,8Core,ECP Dedicated
41020418 | X86 series,FCLGA2011,2700MHz,0.9V,64bit,130000mW,IvyBridge EP Xeon E5-2697 v2,12Core,IT server Dedicated
41020425 | X86 series,FCLGA2011,2600MHz,0.9V,64bit,80000mW,IvyBridge EP Xeon E5-2630 v2,6Core,IT server Dedicated
41020432 | X86 series,LGA2011,2600MHz,1.2V,64bit,130000mW,IvyBridge EX Xeon E7-4860 v2,12Core,IT Server Dedicated
41020483 | X86 series,FCLGA2011,2200MHz,1.8V,64bit,105000mW,Haswell EP Xeon E5-2658A v3,12Core
41020537 | X86 series,FCLGA2011,2200MHz,1.8V,64bit,115000mW,Haswell EX Xeon E7-4850 v3,14Core,IT Product Dedicated
41020538 | X86 series,FCLGA2011,2100MHz,1.8V,64bit,115000mW,Haswell EX Xeon E7-4830 v3,12Core,IT Product Dedicated
41020549 | X86 series,FCLGA2011-3,2200MHz,1.8V,64bit,75000mW,Broadwell EP Xeon E5-2618L v4,10Core
45030032 | Optical Tunable Attenuator,Manual(Dual),1290~1610nm,0~30dB,2.0dB,40dB,2mm*2.5m LC/PC
45030036 | Fixed Optical Attenuator,1260nm~1620nm,7dB,LC/PC,>45dB
52240054 | Solar Controller-100V-50A--20~65degC-Cabinet installation-With Class D SPD-102.7(W)*83.8(H)*242.5(D)-Input:1/Output:1
52240056 | Solar Controller,-48V,200A,-20~+55degC,Outdoor,IP55,C,500(W)*200(D)*620(H)mm,route number for input:6,route number for Primary load:3,route number for Secondary load:3
52410174 | Microwave ODU,RTN 600,SDH ODU,18G,SP,18S1010APS,1010/1008MHz,A,Hi,S,18695MHz-18995MHz,WR-42,S6C
52412498 | Microwave Outdoor Unit,RTN XMC,15G,-2,X1520420ALA,420MHz,Sub Band A,Low site,H ,14501MHz,14725MHz,without doc,WR-62,H01
52412499 | Microwave Outdoor Unit,RTN XMC,15G,-2,X1520420AHA,420MHz,Sub Band A,High site,H ,14921MHz,15145MHz,without doc,WR-62,H01
52412500 | Microwave Outdoor Unit,RTN XMC,15G,-2,X1520420BLA,420MHz,Sub Band B,Low site,H ,14718MHz,14928MHz,without doc,WR-62,H01
52412501 | Microwave Outdoor Unit,RTN XMC,15G,-2,X1520420BHA,420MHz,Sub Band B,High site,H ,15138MHz,15348MHz,without doc,WR-62,H01
52413072 | Microwave Outdoor Unit,RTN XMC,26G,-2,X2621008ALA,1008MHz,Sub Band A,Low site,H,24549MHz,24885MHz,Without doc,WR-42,H01
52413074 | Microwave Outdoor Unit, RTN XMC,38G,-2,X3821260AHA,1260MHz,Sub Band A,High site,H ,38304MHz,38892MHz,Without doc,WR-28,H01
52413075 | Microwave Outdoor Unit, RTN XMC,38G,-2,X3821260ALA,1260MHz,Sub Band A,Low site,H ,37044MHz,37632MHz,Without doc,WR-28,H01
52413076 | Microwave Outdoor Unit,RTN XMC,18G,-2,X1821010ALA,1010/1008MHz,Sub Band A,Low site,H,17685MHz,18230MHz,Without doc,WR-42,H01
52413077 | Microwave Outdoor Unit,RTN XMC,18G,-2,X1821010AHA,1010/1008MHz,Sub Band A,High site,H,18695MHz,19240MHz,Without doc,WR-42,H01
52413117 | Microwave Outdoor Unit,RTN XMC,26G,-2,X2621008AHA,1008MHz,Sub Band A,High site,H,25557MHz,25893MHz,Without doc,WR-42,H01
52413136 | Microwave ODU,RTN XMC,11G,-2,X1120530ALA,530/520MHz,Sub Band A,Low site,H,10675MHz,10975MHz,Without doc,WR-90,H01
52413137 | Microwave ODU,RTN XMC,11G,-2,X1120530AHA,530/520MHz,Sub Band A,High site,H,11205MHz,11505MHz,Without doc,WR-90,H01
52413138 | Microwave ODU,RTN XMC,11G,-2,X1120530BLA,530/520MHz,Sub Band B,Low site,H,10915MHz,11215MHz,Without doc,WR-90,H01
52413139 | Microwave ODU,RTN XMC,11G,-2,X1120530BHA,530/520MHz,Sub Band B,High site,H,11445MHz,11745MHz,Without doc,WR-90,H01
52413327 | Microwave Outdoor Unit,RTN XMC,8G,-2E,X0820266AHB,266MHz,Sub Band A,High site,H,8171MHz,8290MHz,Without doc,WR-112,H01
52413328 | Microwave Outdoor Unit,RTN XMC,8G,-2E,X0820266ALB,266MHz,Sub Band A,Low site,H,7905MHz,8024MHz,Without doc,WR-112,H01
52413776 | Microwave ODU,RTN XMC,26G,-3,X263LA,Low site,H,24549MHz,24885MHz,25557MHz,25893MHz,Without doc,WR-42,H01,1008MHz,Sub Band A,24549MHz,24885MHz
52413777 | Microwave ODU,RTN XMC,26G,-3,X263HA,High site,H,25557MHz,25893MHz,24549MHz,24885MHz,Without doc,WR-42,H01,1008MHz,Sub Band A,25557MHz,25893MHz
52413844 | Microwave ODU,RTN XMC,38G,-3,X383LA,Low site,H,37044MHz,37632MHz,38304MHz,38892MHz,Without doc,WR-28,H01,1260MHz,Sub Band A,37044MHz,37632MHz
52413845 | Microwave ODU,RTN XMC,38G,-3,X383HA,High site,H,38304MHz,38892MHz,37044MHz,37632MHz,Without doc,WR-28,H01,1260MHz,Sub Band A,38304MHz,38892MHz
52413848 | Microwave ODU,RTN XMC,18G,-3,X183LA,Low site,H,17685MHz,18230MHz,18695MHz,19240MHz,Without doc,WR-42,H01,1010MHz/1008MHz,Sub Band A/A,17685MHz/17685MHz,18230MHz/18230MHz
52413849 | Microwave ODU,RTN XMC,18G,-3,X183HA,High site,H,18695MHz,19240MHz,17685MHz,18230MHz,Without doc,WR-42,H01,1010MHz/1008MHz,Sub Band A/A,18695MHz/18695MHz,19240MHz/19240MHz
52414028 | Microwave ODU,RTN XMC,8G,-3,X083LA,Low site,H,7905MHz,8024MHz,8171MHz,8290MHz,Without doc,WR-112,H01,266MHz,Sub Band A,7905MHz,8024MHz
52414029 | Microwave ODU,RTN XMC,8G,-3,X083HA,High site,H,8171MHz,8290MHz,7905MHz,8024MHz,Without doc,WR-112,H01,266MHz,Sub Band A,8171MHz,8290MHz
52414094 | Microwave ODU,RTN XMC,11G,-3,X113LA,Low site,H,10915MHz,11215MHz,11445MHz,11745MHz,Without doc,WR-90,H01,530MHz/520MHz,Sub Band B/B,10915MHz/10915MHz,11215MHz/11215MHz
52414095 | Microwave ODU,RTN XMC,11G,-3,X113HA,High site,H,11445MHz,11745MHz,10915MHz,11215MHz,Without doc,WR-90,H01,530MHz/520MHz,Sub Band B/B,11445MHz/11445MHz,11745MHz/11745MHz
52440572 | Microwave Accessory,Coupler,18G,UBR220,3dB XMC,With English doc
52440597 | Microwave Accessory,Coupler,26G,UBR220,3dB XMC,With English doc
03030DJB | USP,CN21SDMC0,Shelf Data Module
02310BES | Function Module,OptiX RTN 980,SLBE1FAN,Fan Box
02310BXA | Function Module,OSTA2.0,CN2M300GSS
02310DTR | Function Module,R4830G1,EN1MRC3G1A1,1600W 55degC/1340W 60degC High Efficiency Rectifier
02310EDY | Function Module,MUE02A,EN1MMEEA02A,Signal Transfer Module
02310EEB | Power monitor interface Unit
02310EHE | Function Module,SMU01A,EN1MMHSM01A,Sit Monitor Unit,Network function
02310FFA | Function Module,R4850G2,EN1MRC5G1A1,1U 3000W Rectifier,Power Only
02310FJD | Function Module,R4850G1,EN1MRC5G2C3,3000W Rectifier
02310KBH | MRFU,WD5MJFUE830,V2,Multi-Mode Transceiver Unit(RX1710-1785MHz/TX1805-1880MHz,-48VDC,2.5G,1T2R,9U)
02310KBU | MRFU,WD5MJFUE88B,V2,Multi-Mode Transceiver Unit(RX890-915MHz/TX935-960MHz,-48VDC,2.5G,1T2R,9U)
02310KCK | Function Module,R48100G1,EN11PWR5,6000W Power Module
02310KHG | Function Module,OptiX RTN 905,SLD1IRU201,4*GE(RJ45)+2*GE(SFP)+16*E1+2*TDM TDM Service Cascading Port+2*IF IDU Unit(-48VDC),2A
02310KKP | RRU3824,WD5MWRUE610,WRRU V3,UMTS Multi-carriers Remote Radio Unit(TX2110-2170MHz/RX1920-1980MHz,-48VDC,2.5G,1T2R,With Installation Kit)
02310KPR | Function Module,Server,HardDisk,300GB-SAS-10000rpm-2.5"-16M-Hot-Swappable-Built-In-Front Panel
02310KPU | Function Module,Server,HardDisk,600GB-SAS 6.0Gb/s-10000rpm,2.5"-16MB or above-Hot-swap-Built-in-Front Panel
02310KRK | Function Module,R4830G2-EN1MRC3G1A2,1U2000W High Efficiency Rectifier
02310LHN | Function Module-TPS2500_12D-IT112K5P-2500W Server DC power supply module
02310LKL | Function Module,EPW3000-12A-IT1MPWRM,3000W platinum AC power supply module,Commercial Computer Only
02310LYS | Function Module,Server,HardDisk,900GB-SAS 6.0Gb/s-10000rpm,2.5"-64MB or above-Hot-swap-Built-in-Front Panel
02310MDH | Function Module,Data Communication,CR5M3CFD
02310MMV | Function Module,Server,HardDisk,300GB-SAS 6Gb/s-15000rpm-2.5"-64M-hot-swap-built-in-Front Panel
02310MNP | RRU3936,WD5MJRUD88BB,MRRU V3,Multi-mode Multi-carriers Remote Radio Unit(TX935-960MHz/RX890-915MHz,-48VDC,2.5G,1T2R,With Installation Kit)
02310MNR | RRU3936,WD5MJRUD830B,MRRU V3,Multi-mode Multi-carriers Remote Radio Unit(TX1805-1880MHz/RX1710-1785MHz,-48VDC,2.5G,1T2R,With Installation Kit)
02310MVC | BTS3902E-WD5MWMBB710B-MBTU V3-UMTS Single-mode-Micro Unit(Band I:TX2110-2170MHz/RX1920-1980MHz,220VAC,2.5G,2T2R,With Installation Kit and ANT)
02310PPY | Function Module,RU3832,WD7MIRUAC10B,MRRU V3,Multi-mode Multi-carriers Remote Radio Unit(RX1920-1980MHz/TX2110-2170MHz,-48VDC,4.9G, 2T4R)
02310PQN | Function Module,DC PSU,PDC-350WA-B,350W DC Power Module(Back to Front,Power panel side exhaust)
02310PWP | Function Module,RRU3938,WD5MJRUE830,MRRU V3,Multi-mode Multi-carriers Remote Radio Unit(TX1805-1880MHz/RX1710-1785MHz,-48VDC,5G,2T2R,With Installation Kit)
02310QNJ | Functional Module,RH2285,BC1M06ESMJ,SR320BC,LSI 2208 RAID Card,RAID0,1,10,5,50,6,60,1GB,16 HDD,Board ID 0X2b,Support Battery and SuperCap
02310QNL | Functional Module,RH2285,BC1M05ESMD,SR320BC,LSI 2208 RAID Card,RAID0,1,10,5,50,6,60,512MB,16 HDD,Board ID 0X22,Support Battery and SuperCap
02310QNM | Functional Module,E6000,BC0M03ESMD,RU320BC,LSI 2208 RAID Card,RAID0,1,10,5,50,6,60,512MB,16HDD,Board ID 0X22,Support Battery and SuperCap
02310QNQ | Function Module,RH2285H/RH2288H V2,BC1M02RISE,RH2285H/RH2288H 2U 3*8 RISER MODULE
02310QRX | Function Module,SMU02B,EN1MMHSM02B02,Site Monitor Unit
02310QWX | Function Module,EPW750-12A,EN3MCACC,750W platinum AC power supply unit
02310QYW | Function Module,R4850G2,EN1MRC5G1B1,1U 3000W Rectifier,Power Only
02310RAV | NetEngine40E,CR5M1SF27,Optical Functional Module,1000BASE-T-SFP Module,RJ45 Electrical Module,Auto Negotiate,Longest Transimission Distance 100m
02310UEX | Function Module,OSTA2.0,CN2M600GSS
02310UGB | Function Module,Server,BC1HDD36,Hard Disk,4000GB,NL-SAS 6Gb/s,7200rpm,3.5inch,32MB or above,Hot-Plug,Built-in,3.5inch-Front Panel
02310UNY | RRU3824,WD5MIRUB610,KUNLUN,TX2110-2170MHz/RX1920-1980MHz,-48VDC,2.5G,1T2R,1*60W
02310UUQ | WRFU,WD5MWFUF810,V3-Multi-Mode Transceiver Unit(RX1920-1980MHz/TX2110-2170MHz,-48VDC,2.5G,1T2R,9U)
02310UWT | Function Module,HERT MPE,WD2G1EMUB,Environment Monitoring Unit
02310XSD | Function Module,EPW750-12A,EN3MCACC,750W platinum AC power supply unit
02310XXL | Function Module,R4850G6,EN1MRC5G1A4,1U 3000W Rectifier,Power Only
02310YCW | Function Module,Servers,SSD,240GB,SATA 6Gb/s,Read Intensive,2.5inch(2.5inch Drive Bay),LE Series
02310YKN | Function Module,RH2288H/RH2288 V3,BC1M02FANA,8056 Fan module
02310YKP | Function Module,RH2288H V3,BC1M03FANA,8056 Plus Fan module
02310YKQ | Function Module,RH2288H/RH2288 V3,BC1M15RISE,3*8X Riser Card Module
02310YKR | Function Module,RH2288H/RH2288 V3,BC1M07RISE,2*16X Riser Card Module
02310YKT | Function Module,RH2288H/RH2288 V3,BC1M02IHDD,4*3.5"Rear Hard Disk Backplane Module
02311AFN | Function Module,RH1288 V3,BC1M13RISE,1*16X Riser1 Card Module
02311AFU | Function Module,RH2288 V3,BC1M06FAN,8038 Fan module,Commercial Computer Dedicated
02311AYF | Function Module,Server,HardDisk,600GB,SAS 12Gb/s,15K rpm,128MB,2.5inch(2.5inch Drive Bay)
02311BJS | Function Module,BTS3911E,WD6MIMBDGX0,ATOM V6-UMTS/LTE-Micro Unit-(Band 1:TX2110-2170MHz/RX1920-1980MHz,Band 3:TX1805-1880MHz/RX1710-1785MHz,220VAC,2*2*5W,2T2R per Band, With Installation Kit, inner antenna)
02311CMB | Function Module,AAU3920-RUa3920,WD7MJRUAGX0A,Active Antenna-Radio Unit,TX2110-2170MHz/RX1920-1980MHz,TX1805-1880MHz/RX1710-1785MHz,-48VDC,10G, 2T4R,2*80W
02311DNY | Function Module,RU430C 1GB,IT1M01ESMQ,LSI 3108 RAID Card,RAID0,1,5,6,10,50,60,1GB,32HDD,Board ID 0X24,Support SuperCap
02311DUP | Function Module,RH2288H/RH2288 V3,BC1M10IHDD,2*2.5" Rear Hard Disk Backplane Module
02311DYQ | Function Module,Servers,Hard Disk,6000GB,SATA 6.0Gb/s,7200rpm,3.5 inch,128MB cache or above,Hot-swap,Built-in,Front Panel
02311EEM | Function Module,Server Product,Hard Disk,600GB,SAS 12Gb/s,15K rpm,128MB,2.5 inch(3.5 inch Drive Bay)
02311EVR | MRFU,WD5MMFUH8301,V6,TX1805-1880MHz/RX1710-1785MHz,-48VDC,5G,1T2R,1*80W
02311EXX | Function Module,Server,HardDisk-300GB-SAS 12Gb/s-15K rpm-128MB-2.5inch(2.5inch Drive Bay)
02311FCA | Function Module,OptiX RTN 910A,SLJ1CSHR01,16*E1(Native TDM)/4*GE(RJ45)/2*GE(SFP)/2*IF IDU Unit(-48VDC),910A
02311FDL | Function Module,Server Product,EN4MCACC,800W DC Power Supply Module (including DC power line)
02311HAK | Function Module,Server,Hard Disk,300GB,SAS 12Gb/s,10000rpm,2.5inch,Hot_plug,Built-in,2.5 inch Front Panel
02311HAL | Function Module,Server,Hard Disk,900GB,SAS 12Gb/s,10000rpm,2.5inch,128MB or above,Hot_plug,Built-in,2.5 inch Front Panel
02311HAN | Function Module,Server,Hard Disk,1200GB,SAS 12Gb/s,10000rpm,2.5inch,128MB or above,Hot_plug,Built-in,2.5 inch Front Panel
02311HAP | Function Module,Server,Hard Disk,600GB,SAS 12Gb/s,10000rpm,2.5inch,128MB or above,Hot_plug,Built-in,2.5 inch Front Panel
02311HKN | MRFU,WD5MJFUH88B,V6,TX935-960MHz/RX890-915MHz,-48VDC, 5G,1T2R,1*80W
02311HKR | Function Module,WRFU,WD5MIFUH810,V6,TX2110-2170MHz/RX1920-1980MHz,-48VDC, 5G,1T2R,1*80W
02311HPF | Function Module,BTS3911B,WD6MIPCD2X00,ATOM V6(Band 3:TX 1805~1880MHz/RX 1710~1785MHz,Band 1:TX 2110~2170MHz/RX 1920~1980MHz,PoE,GE,2T2R*2,2*250mW,inner antenna),High Capacity
02311JDK | RRU3952,WD5MIRUYC10D,KUNLUN,TX2110-2170MHz/RX1920-1980MHz,-48VDC,9.8G,2T4R,2*60W
02311NCC | Function Module,OSCA,IT1M07DIMM,Memory Module,DDR4 RDIMM,16GB,288pin,0.9ns,2133000KHz,1.2V,ECC,2Rank(1G*4bit)
02311NRD | Function Module,RRU3230E,WD5MIMRBC3DA,Atom RRU,Single-mode Transceiver Unit(RX1710-1770MHz/TX1805-1865MHz,-48VDC,9.8G,2T2R,built-in antenna(cable unexposed))
02311NRE | Function Module,RRU3930E,WD5MIMRBC10A,Atom RRU,Multi-Mode Transceiver Unit(RX1920-1980MHz/TX2110-2170MHz,-48VDC,9.8G,2T2R,built-in antenna(cable unexposed))
02311PVP | Function Module,Server,HDD,4000GB,NL SAS 12Gb/s,7.2K rpm,128MB,3.5inch(3.5inch Drive Bay)
02311RHB | Function Module,Servers,SSD,800GB,SATA 6Gb/s,Read Intensive,S3510 Series,2.5inch(2.5inch Drive Bay),LE Series
02311RHX | Function Module,Servers,SSD,1600GB,SATA 6Gb/s,Read Intensive,S3510 Series,2.5inch(2.5inch Drive Bay),LE Series
02311TJY | Function Module,Servers,SSD,800GB,SATA 6Gb/s,Read Intensive,CloudSpeed2 Series,2.5inch(2.5inch Drive Bay),LE Series
02350BVP | OceanStor 5300/5500 V3,STLZA5S600,600GB 10K RPM SAS Disk Unit(2.5"),sectorsize-520
02350BVT | OceanStor 5300/5500 V3,STLZA3NS4000,4TB 7.2K RPM NL SAS Disk Unit(3.5"),sectorsize-520
02350JAQ | Assembling Components,CE6800,CE6851-48S6Q-HI-B,CE6851-48S6Q-HI Switch(48-Port 10G SFP+,6-Port 40GE QSFP+,2*FAN Box,Port-side Intake,Without Power Module)
0235G6NU | S3900,STLZ14S600,600GB 10K RPM SAS Disk Unit(2.5"),For S3900/S6900
03020CQV | OptiX OSN 3500,SSN4GSCC,System Control and Communication Board,1*1 Assembled Board
03020DCM | OptiX OSN 3500,SSN3GSCC02,System Control and Communication Board,1x1 Assembled Board
03020DQY | MPE,WD22FEMA,Fan Environment Monitor Board
03020FED | DBS3800,WD22UELP,Universial E1/T1 Lightning Protection unit
03020JQE | HERT BBU, WD22WMPT, WCDMA Main Processing & Transmission unit (4E1 + 2FE), 1*1
03020JVN | OptiX OSN 3500,SSN4SL64,STM-64 Optical Interface Board,1x1 Assembled Board
03020JWJ | Quidway S9300,LE02G48SA,48-Port 100/1000BASE-X Interface Card(EA,SFP),32K MAC,1*1
03020KHM | OptiX OSN 3500,SSN4EGS4,4-port Gigabit Ethernet Switching Processing Board,1x1 Assembled Board
03020KHP | OptiX OSN 3500,SSN5EFS0,10M/100M Fast Ethernet Processing Board with LAN Switch,1x1 Assembled Board
03020KHU | OptiX OSN 3500,SSN3EFS4,4-Port 10M/100M Fast Ethernet Processing Board with LAN Switch,1*1 Assembled Board
03020LCU | Ethernet switch,LE02CMUA,Centralized Monitoring Board,1*2
03020MER | OptiX OSN 3500,SSN1PETF8,OSN 3500-8*FE Electrical Board For Packet Plane,1*1
03020MMJ | S9300,LE02SRUB,S9306/S9312 Main Control Unit B(Optional Clock),1*1
03020MTE | OptiX OSN 3500,SSN1PEX2,2-Port 10G Ethernet Switching Processing Board
03020NNQ | Quidway S9300,LE02S24XA,24-Port 100/1000BASE-X and 2-Port 10GBASE-X Interface Card(EA,SFP/XFP),32K MAC,1*1
03020PFX | S9300,LE03MCUA,S9303 Main Control Unit A,(Optional Clock),1*1
03020QYR | BBU3900,QWL1WBBPD2,WCDMA Baseband Process Unit D,1*1
03020SET | OptiX OSN 3500,SSN1SLH103,16xSTM-1 Signal Process Board,1x1 Assembled Board
03020SWY | OptiX RTN 900,SL91SP3SA,16*E1/120ohm Tributary Board,1*1
03020TDR | OptiX OSN 3500,SSN1PEG8,8-Channel Gigabit Ethernet Switching Processing Board
03020TKH | OptiX OSN 3500,SSN2PEX1,1-Port 10G Ethernet Switching Processing Board
03020TLC | OptiX OSN 3500,SSN6GSCC,System Control and Communication Board,1x1 Assembled Board
03020TLF | OptiX OSN 3500,SSN1PIUB,Power Interface Unit,1*2
03020TNR | OptiX OSN 7500 SST1PIUB Power Interface Unit,1*2
03020UGV | OptiX OSN 3500,SSN2EFT8A,8-Port 10M/100M Ethernet Transparent Transmission Processing Board,1x1 Assembled Board
03020VVT | Manufactured Board,OptiX RTN 900,SL91ISU2,Hybrid IF Board,1*1
03020VWW | OptiX RTN 980,SLB1CSHN,Nodal System Control and Cross-connect Board
03020WAK | OptiX OSN 8800 T16,TN16XCH,High Cross-connection,System Control and Clock Processing Board,1*1
03020WFU | OptiX OSN 3500,SSN2SLO103,8xSTM-1 Optical Interface Board,1x1 Assembled Board
03020WGE | OSN 8800T16,TN16AUX,System Auxiliary Interface Board,1*1
03020WQE | OptiX OSN 8800T16,TN16EFI,EMI Filter Interface Board-1*1
03020WQS | OptiX OSN 8800T16,TN16ATE,Interface Board of Alarm & Timing & Expanding-1*1
03020WQV | OptiX RTN 980,SLB1PIU,Power Interface Unit,1*1
03020WXP | OptiX OSN 8800 T16,TN16PIU,Power Interface Board,1*4
03020XCN | BBU3900,QWL1WBBPD3,WCDMA Baseband Process Unit D,1*1
03020XHX | OptiX OSN 8800,TN54TOA,8 Any-rate Ports Service Processing Board,1*1
03020XXT | OptiX OSN 8800,TN54THA01,16 x Any-rate Ports Service Processing Board,1*1
03020YDX | OptiX OSN 7500,SST2PSXCSA,Super dual-plane cross-connect and synchronous timing board,1*1 assembled board
03021ARY | Manufactured Board,Optix OSN 3500,SSN3PSXCSA,Super dual-plane cross-connect and synchronous timing board,1*1 assembled board
03021AUE | OptiX OSN 8800,TN53NQ201,4 x 10G Line Service Processing Board,1*1
03021CGE | Manufactured Board,OptiX OSN 8800 T16,TN16SCC,System Control and Communication Board,1*1
03021CYJ | OptiX OSN 8800,TN53TDX01,2 x 10G Tributary Service Processing Board,1*1
03021DHP | OptiX OSN 8800,TN53ND201,2 x 10G Line Service Processing Board,1*1
03021EGU | Manufactured Board,Tecal RH2285,BC11IHBA,2HDD internal backplan,1*2
03021ENL | Manufactured Board,Tecal RH2285,BC11ESMC,SR120 SAS/SATA RAID Card,RAID0,1,1E,10,0 Cache(LSI2308),Board ID 0X21,customraid,2*2
03021ETL | OptiX OSN 8800,TN55TQX,4 x 10G Tributary Service Processing Board,1*1
03021FAS | OptiX OSN 1800,TNF2LQM2,Double 4 x Multi-rate Ports Wavelength Conversion Board,Wind Cooling Mode,1*1
03021FTX | Manufactured Board,Tecal E6000,BC01ESMC,RU120 SAS/SATA RAID Card,RAID0,1,10,1E,0 Cache(LSI2308),Board ID 0X21,2*2
03021HPR | Manufactured Board,BBU3900,QWL1WBBPF4,Baseband Processing Unit (CE:UL512/DL768),1*1
03021KSK | Manufactured Board,OptiX OSN 8800 T32,TN52UXCM,3.2T Universal Cross Connect Board-ODUk,PKT,VC4&VC12,1*1
03021MNA | Manufactured Board-TP483000D-EN21CTLE-MAIN CONTROLLER BOARD-1*1
03021MXJ | Manufactured Board,Optix RTN 900,SL91EG4,2*GE(SFP/RJ45)+2*GE(RJ45) Gigabit Ethernet Board with switch function,1*1
03021PBA | OptiX OSN 8800 T16,TN16UXCM,1.6T Universal Cross Connect,System Control and Clock Processing Board-ODUk,PKT,VC4&VC12
03021PFK | Manufactured Board,OptiX RTN 900,SL91ISV3,Versatile IF Board,1*1
03021PKX | Manufactured Board,TP48300B,EN21DETA,User Interface Board
03021PVD | OptiX OSN 8800,TN52AUX,System Auxiliary Interface Board,1*2
03021QGD | Manufactured Board,TP483000D,EN21DETB,AC DC detect board,1*1
03021QHU | PCBA-TP483000D-EN21LEDA-LCD CONNECT BOARD-2*2
03021RKT | Manufactured Board-TP48300B-EN21AFBA01-Two level of shutting down electricity in System detect black board
03021SHM | Manufactured Board,OSCA,IT11MXEA,MZ910,2*10GE,2*8G FC Port Mezzanine Card,PCIE 3.0 X8-Vendor ID 10DF-Device ID E220¦E260¦E200-4-Board ID 0X81,2*2
03021SJC | Manufactured Board,OptiX OSN 3500,SSN2PQ1B03,1*1
03021SKJ | OptiX OSN 8800,TN54TSC,100G Tributary Service Processing Board,1*1
03021SMF | Manufactured Board,OSCA,IT11MGEA,MZ110,4*GE Port Mezzanine Card,PCIE 2.0 X4-Vendor ID 14E4-Device ID 1657-4-Board ID 0X80,2*2
03021TUN | Manufactured Board,Optix OSN 3500,SSN5EFS001,8 FE 10/100M Fast Ethernet Processing Board with LAN Switch,1*1
03021TUQ | Manufactured Board,Optix OSN 3500,SSN3EFS401,4-port 10M/100M Fast Ethernet Processing Board with LAN Switch ,1*1
03021UDH | Manufactured Board,OptiX RTN 950A,SLF1CSHO,16*E1(TDM)/2*STM-1(SFP)/4*GE(RJ45)/2*GE(SFP) Hybrid System Control and Cross-connect Board,1*1
03021VHC | Manufactured Board,BBU3900,QWL3WBBPF2,Baseband Processing Unit (CE:UL256/DL384),1*1
03021VHD | Manufactured Board,BBU3900,QWL3WBBPF3,Baseband Processing Unit (CE:UL384/DL512),1*1
03021XTQ | Manufactured Board,Tecal RH2285H V2,BC11FGEA,4*GE Interface Card--PCIE 1.0 X4-4-Board ID 0X14,Servers,4*1
03021YSN | OptiX OSN 1800,TNF5TOA,8 Any-rate Ports Service Processing Board,1*1
03021YUF | OptiX OSN 3500II,SSQ5CXLLN01,STM-1/4/16,System Control,Cross-connect,Optical Interface Board
03022ACJ | HERT BBU,WD22UBRIb, Universal BaseBand Radio Interface Board type B
03022AEC | Manufactured Board,OptiX OSN 1800,TNF5EM20, 12*GE+8*10GE/GE PKT Service Processing Board Processing Board,1*1
03022AWS | Manufactured Board,OptiX OSN 6800,TN18PIU,Power Interface Board,1*1
03022GRR | OptiX OSN 1800,TNF1ST2,Bidirectional optical supervisory channel and timing transmission unit,1*1
03022HEG | Manufactured Board,BBU3900,WD22UBBPd1,Baseband Processing and Interface Unit ,1*1
03022HEM | Manufactured Board,BBU3900,WD22UBBPd6,Baseband Processing and Interface Unit ,1*1
03022HLV | Manufactured Board,RH2288H V3,BC11HGSA,RH2288H V3 EP Server Board,custommb,Board ID 0X0D,1*1
03022NDK | OptiX OSN 8800,TN55TTX,10 x 10G Tributary Service Processing Board,1*1
03022QCU | Manufactured Board,TP48600B,EN21DETH,Rectifier hardware address board,3*2
03022QGW | Manufactured Board,OptiX OSN 8800,TN54STG,Clock Board,1*2
03022QKU | Manufactured Board,OSCA,BC01ESMN,RU130 SAS/SATA RAID Card,RAID0,1,10,1E,0 Cache(LSI3008),Board ID 0X2C,2*2
03022QQM | Manufactured Board,OptiX OSN 6800,TN18EFIB,EMI Filter Interface Board,1*2
03022TLJ | Manufactured Board,OptiX RTN 950A,SLF2CSHO,16*E1(TDM)/2*STM-1(SFP)/4*GE(RJ45)/2*GE(SFP) Hybrid System Control and Cross-connect Board,1*1
03022TSC | Manufactured Board,X6000,CN21ITGB,I350 2*GE PCIE Card,PCIE 2.0 X4-Vendor ID 8086-Device ID 1521-2,1*2
03022UMP | Manufactured Board,OSCA,IT11MHFA,MZ220-2*16G/8G FC HBA Mezzanine Card ,PCIE 3.0 X8-Vendor ID 10DF-Device ID E200¦E220¦E260-2¦4-Board ID 0X95,2*2
03022UTK | Manufactured Board,X6000,CN21ITGC,I350 4*GE PCIE Card,PCIE 2.0 X4-Vendor ID 8086-Device ID 1521-4,1*2
03022VHK | Manufactured Board,OptiX RTN 900,SL91ISM6,Versatile Dual IF Board,1*1
03022VUU | Manufactured Board,OptiX OSN 8800,TN12ST2,Bidirectional optical supervisory channel and timing transmission unit (with OTDR),1*1
03022WNP | Manufactured Board,OptiX OSN 8800,TN13ST2,Bidirectional optical supervisory channel and timing transmission unit,1*1
03022YMY | Manufactured Board,OSCA,IT11MXEM,MZ310,2*10G Mezzanine Card,PCIE 2.0 X8-Vendor ID 8086-Device ID 10F8-2-Board ID 0X99,2*2
03030ADG | OptiX OSN 2500,SSQ2CXL401,STM-4 System Control,Cross-connect,Optical Interface Board
03030AMR | OptiX OSN 2500,SSQ2CXL101,STM-1 System Control,Cross-connect,Optical Interface Board
03030AVE | OptiX OSN 3500,SSN1SLQ1602,4xSTM-16 Optical Interface Board(S-16.1,LC)
03030BDK | OptiX OSN 3500,SSN1SL6405,STM-64 Optical Interface Board(L-64.2b,LC)
03030BEP | OptiX OSN 3500,SSN1SL6406,STM-64 Optical Interface Board(V-64.2b,LC)
03030BET | NetEngine20E-8,RTP1ENPUB0,Network Processor Unit
03030BME | OptiX OSN 3500,SSN1SL6402,STM-64 Optical Interface Board(S-64.2b,LC)
03030BMY | BTS3012,GM51DTMU0,Transmission&Timing& Management Unit for DTRU BTS
03030BWY | OptiX OSN 3500,SSN1EGS401,4-port Gigabit Ethernet Switching Processing Board
03030CEP | OptiX OSN 3500,SSN3GSCC01,System Control and Communication Board
03030CNS | OptiX OSN 2500,SSQ2SAP01,System Auxiliary Process Board
03030CUN | OptiX OSN 7500,SST2SL64A02,STM-64 Optical Interface Board(S-64.2b,LC)
03030CUR | OptiX OSN 7500,SST2SL64A05,STM-64 Optical Interface Board(L-64.2b,LC)
03030CUS | OptiX OSN 7500,SST2SL64A06,STM-64 Optical Interface Board(V-64.2b,LC)
03030DEW | BITS,BT21SRMU0,V5 Rubidium synchronization and Maintenance Interface Unit
03030DFR | OptiX OSN 3500,SSN2SLQ1602,4xSTM-16 Optical Interface Board(S-16.1,LC)
03030DKB | OptiX OSN 7500,SST1IXCSA01,Infinite Cross-connect and Synchronous Timing Board
03030DKF | OptiX OSN 3500,SSN1SXCSA01,Super Cross-connect and Synchronous Timing Board,Without Extended Subrack
03030DSJ | OptiX OSN 6800,TN11M40V01,40-Channel Multiplexing Board With VOA(C_Even,196.00THz~192.10THz,100GHz,LC)
03030DYT | OptiX OSN 7500,SST2UXCSA01,Ultra Cross-connect and Synchronous Timing Board
03030EAD | OptiX OSN 3500,SSN2EFS401,4-Port 10M/100M Fast Ethernet Processing Board with LAN Switch
03030EAE | OptiX OSN 3500,SSN4EFS001,10M/100M Fast Ethernet Processing Board with LAN Switch
03030EAF | OptiX OSN 3500,SSN1EFT8A01,8-Port 10M/100M Ethernet Transparent Transmission Processing Board
03030EBC | NetEngine20E-8,RTP1ERPUB0,Enhanced Router Process Unit(1G Memory,with 2GE/FE Interface)
03030EPQ | OptiX OSN 3500,SSN3SL16A02,STM-16 Optical Interface Board(S-16.1,LC)
03030EPR | OptiX OSN 3500,SSN3SL16A03,STM-16 Optical Interface Board(L-16.1,LC)
03030EPS | OptiX OSN 3500,SSN3SL16A04,STM-16 Optical Interface Board(L-16.2,LC)
03030EPY | OptiX OSN 3500,SSN3SL1603,STM-16 Optical Interface Board(V-16.2Je,LC)
03030ESL | OptiX OSN 3500,SSN2PQ1B01,63xE1 Service Processing Board(120ohm)
03030ESR | OptiX OSN 6800,TN11MCA801,8-Channel Spectrum Analysis Board
03030ETE | OptiX OSN 6800,TN11D4001,40-channel Demultiplexing Board(C Even,196.00THz~192.10THz,100GHz,Thermal AWG,LC)
03030EYS | OptiX OSN 6800,TN11MR401,4-Channel Optical Add/Drop Multiplexing Board(192.1/192.2/192.3/192.4THz),DWDM
03030FGS | OptiX OSN 3500,SSN1SLD1600,2xSTM-16 Optical Interface Board
03030FXX | NetEngine20E,RTP1HPSEC1,IPSEC High Speed Interface Board
03030GBQ | OptiX HPLAT,SSX2T1SA01,2.5G ESFP Transceiver(-2dBm~3dBm,-31dBm~-9dBm,1600ps/nm,LC/PC,1550nm)
03030GGV | OptiX HPLAT,SSX2T1SA02,2.5G ESFP Transceiver(-2dBm~3dBm,-30dBm~-9dBm,NA,LC/PC,1310nm)
03030GQM | OptiX OSN 3500,SSN2BPA01,Optical Booster & Pre-amplifier Board(-38dBm~-10dBm,22dB~33dB;-6dBm~+3dBm,14dBm,LC)
03030GSG | NetEngine80E,CR52EBGE0,12-Port 10/100/1000Base-RJ45 Flexible Card
03030GSH | NetEngine80E,CR52EBGF0,12-Port 100/1000Base-SFP Flexible Card
03030GSK | NetEngine80E,CR52L1XX0,1-Port 10GBase WAN/LAN-XFP Flexible Card
03030GXA | Finished Board,OptiX OSN 6800,TN13FIU01,Fiber Interface Board
03030HED | OptiX OSN 6800,TN12DCP01,Double Channel Protection Board(SM),Non-lauthing
03030HNK | HERT BBU, WD22GTMU1, GBTS Main Processing & Transmission Unit (4E1 + 2FE + 6CPRI),with CAN
03030HVJ | NetEngine80E,CR52EBGFB1,12-Port 100/1000Base-X-SFP Flexible Card B(P20-B)
03030JCB | OptiX WS-OPM,SSX1T2XP29,XFP Transceiver(-1dBm~2dBm,-17dBm~-1dBm,800ps/nm,LC/PC,1550nm) sub-board
03030JTW | Finished Board,NetEngine40E,CR56MPUB4,Main Processing Unit B4
03030JUD | OptiX OSN 6800,TN12SC101,Unidirectional Optical Supervisory Channel Board
03030JUH | OptiX OSN 6800,TN12SC201,Bi-directional Optical Supervisory Channel Board
03030KBM | OptiX OSN 3500,SSN1SXCSA02,Super Cross-connect and Synchronous Timing Board,Without Extended Subrack
03030KCR | OptiX OSN 8800,TN52ND2T01,Double 10G Line Service Processing Board(AFEC,Super WDM,Tunable),50GHz(800ps/nm,Rx1_PIN,Tx1_-3dBm~+2dBm,LC)
03030KJY | NetEngine80E,CR52LPUKD0,Flexible Card Line Processing Unit(LPUF-21,2 sub-slots) A (L3VPN,MVPN,IPv6 Enhanced)
03030KKP | NetEngine80E,CR52L1XXB0,1-Port 10GBase WAN/LAN-XFP Flexible Card A(Supporting 1588v2)
03030KKQ | NetEngine80E,CR52EBGFB0,12-Port 100/1000Base-SFP Flexible Card A(Supporting 1588v2)
03030KKR | Finished Board,NetEngine40E,CR52MPUD0,Main Processing Unit D
03030KKU | NetEngine80E,CR52LPUK21,Flexible Card Line Processing Unit(LPUF-21,2 sub-slots) A
03030KLJ | OptiX OSN 6800,TN12LDX01,2x10G bit/s Wavelength Conversion Board
03030KQM | OptiX OSN 3500,SSN2PQ1B02,63xE1 Service Processing Board(E1/120ohm)
03030KRK | OptiX OSN 6800,TN11ITL04,Interleaver Board(C_Band,Dual Module),100/50GHz
03030KSR | Finished Board,NetEngine40E,CR57SRU40A4,Switch and Route Processing Unit A4
03030KSY | NetEngine40E,CR57SFU40C0,40Gbps Switch Fabric Unit C
03030KWD | NetEngine80E,CR52LPUF40A,Flexible Card Line Processing Unit(LPUF-40,2 sub-slots) A (L3VPN,MVPN,IPv6 Enhanced)
03030LBV | CGA,CN21ETIA1,Universal Rear Board
03030LGC | OptiX OSN 8800,TN52TOM01,8 x Multi-rate Ports Service Processing Board
03030LKP | OptiX OSN 6800,TN13LSXT01,10Gbit/s Wavelength Conversion Board (AFEC,Tunable),50GHz(800ps/nm,Rx1_PIN,Tx1_-3dBm~+2dBm,LC)
03030LMN | OptiX OSN 6800,TN12OBU101,C-BAND Optical Booster Unit(MAX -4dBm IN and 16dBm OUT,Gain 20dB)
03030LMP | OptiX OSN 6800,TN12OBU103,C-BAND Optical Booster Unit(MAX -3dBm IN and 20dBm OUT,Gain 23dB)
03030LMQ | OptiX OSN 6800,TN12OBU104,C-BAND Optical Booster Unit(MAX -1dBm IN and 16dBm OUT,Gain 17dB)
03030LMR | OptiX OSN 6800,TN12OBU205,C-BAND Optical Booster Unit(MAX 0dBm IN and 23dBm OUT,Gain 23dB)
03030LNB | OptiX OSN 8800,TN52SCC01,System Control and Communication Board
03030LPM | HERT BBU, WD22GTMUb, GBTS Main Processing & Transmission Unit (4E1 + 2FE + 6CPRI + 1EXT)
03030LRT | OPTIX WS OPM GEN,SSX4T2XP0E,10.71G Optical Transponder(-19dBm~0dBm,1550nm;800ps/nm,-1dBm~2dBm,193.40THz,LC/PC),100GHz Spacing wavelength,FEC,EA sub-Board
03030MDD | OptiX OSN 6800,TN11MCA802,8-Channel Spectrum Analysis Board,Monitoring 40Gbps Singal
03030MDT | OptiX OSN 6800,TN11SFIU01,Fiber Interface Board
03030MLA | NetEngine40E,CR57EEGEA0,20-Port 10/100/1000Base-RJ45 Flexible Card(P40)
03030MVS | OptiX OSN 6800,TN13OAU101,C-BAND Optical Amplifier Unit(MAX 0dBm IN and 20dBm OUT,Gain 20~31dB)
03030NAA | OptiX OSN 6800,TN12M40V01,40-Channel Multiplexing Board With VOA(C_Even,196.00THz~192.10THz,100GHz,LC)
03030NAB | OptiX OSN 6800,TN12D4001,40-channel Demultiplexing Board(C Even,196.00THz~192.10THz,100GHz,Thermal AWG,LC)
03030NHH | OptiX OSN 6800,TN13OAU103,C-BAND Optical Amplifier Unit(MAX -4dBm IN and 20dBm OUT,Gain 24~36dB)
03030NHM | OptiX OSN 6800,TN13OAU105,C-BAND Optical Amplifier Unit(MAX 0dBm IN and 23dBm OUT,Gain 23~34dB)
03030NHT | OptiX OSN 6800,TN12M40V02,40-Channel Multiplexing Board With VOA(C_Odd,196.05THz~192.15THz,100GHz,LC)
03030NHU | OptiX OSN 6800,TN12D4002,40-channel Demultiplexing Board(C_Odd,196.05THz~192.15THz,100GHz,Thermal AWG,LC)
03030NJU | OptiX OSN 8800,TN54NS4T11,100Gbit/s Line Service Processing Board(ULH,SDFEC,Coherent,Tunable,50GHz,LC)
03030PHD | OptiX OSN 8800, TN12OPM801, 8 channel optical power monitor board (support 10Gbit/s, 40Gbit/s, 100Gbit/s OSNR monitoring)
03030PMA | NetEngine40E,CR57EFGFB0,24-Port 100/1000Base-X-SFP Flexible Card A(P51-A)
03030PME | NetEngine40E,CR57L2XFC0,2-Port 10GBase LAN/WAN-SFP+ Flexible Card A(P51-A)
03030PMN | NetEngine40E,CR57EFGFB1,24-Port 100/1000Base-X-SFP Flexible Card A(P101-A)
03030PQA | 8-Port 10GBASE-X Interface Card(ED,SFP+),LE2D2X08SED4
03030PWD | Manufactured Board,Tecal X6000,CN21ITGAA0,Intel 82599 2*10GE SFP+,Half-height Half-length ,X8 Ethernet Card,PCIE 2.0 X8-Vendor ID 8086-Device ID 10FB-2
03030QDE | NetEngine40E,CR57L6XF0,6-Port 10GBase LAN/WAN-SFP+ Flexible Card A(P120-A)
03030QEJ | OSCA,IT0E01FAN,OSCA FAN BOX
03030QKN | NetEngine40E,CR57EEGEB0,20-Port 10/100/1000Base-RJ45 Flexible Card A(P51-A)
03030RTQ | OptiX OSN 8800,TN54HUNQ2,4*10G universal line service processing board
03030SAB | Finished Board,OSCA,IT11SBCB01,Brickland EX Compute Node,CH242 V3 8HDD
03030SSE | OptiX OSN 8800,TN57NS4T01,100Gbit/s Line Service Processing Board(LH,HFEC,Coherent,Tunable,50GHz,LC)
03030SVP | OptiX OSN 8800,TN13OBU103,C-BAND Optical Booster Unit(MAX -3dBm IN and 20dBm OUT,Gain 23dB)
03030SVQ | OptiX OSN 8800,TN13OBU104,C-BAND Optical Booster Unit(MAX -1dBm IN and 16dBm OUT,Gain 17dB)
03030TBD | OptiX OSN 6800,TN12LDX02,2x10G bit/s Wavelength Conversion Board
03030TPC | Finished Board,OptiX OSN 1800,TNF5HUNQ201,4*10G Universal Line Service Processing Board,1*1
03030ULA | Finished Board,OptiX OSN 1800,TNF2OBU01,C-BAND Optical Amplifier Unit(MAX -3dBm IN and 20dBm OUT,Gain 23dB,With EVOA)
03030URC | Finished Board,OptiX OSN 1800,TNF1EMR805,Enhanced 8-ch Optical Add/Drop Multiplexing Board,100GHz(195.3/195.4/195.5/195.6/195.7/195.8/195.9/196.0THz),DWDM
03030URJ | Finished Board,OptiX OSN 1800,TNF1DSFIU01,Both East & West Directional Fiber Interface Board for Sync Timing(Dual SFIU subcard),C/1491&1511nm
03030VVX | Finished Board,OptiX OSN 8800,TN54EX8,8-Port 10 Gigabit Ethernet Switching Processing Board
03030VYP | Finished Board,OptiX OSN 8800,TN55EG1601,16-Port Gigabit Ethernet Switching Processing Board
03030YHT | Finished Board,OptiX OSN 8800,TN12MR8V05,8-Channel Optical Add/Drop Multiplexing Board with VOA(100GHz,195.3THz~196.0THz),DWDM
03031EVK | Finished Board,OptiX OSN 1800,TNF5UXCME01,Universal Cross Connect,System Control and Clock Processing Board
03031FXM | Finished Board,OptiX OSN 1800,TNF3SCC01,System Control & Communication Board with OSC
03031GGX | Finished Board,OptiX OSN 8800,TN58NS4T61,100Gbit/s Line Service Processing Board(ULH,SDFEC2,wDCM, Coherent,Tunable,50GHz,LC)
03031JNY | Finished Board,OptiX OSN 1800,TNF1OPM801,8-channel Optical Power Monitor Board
03031KNT | Finished Board,Optix OSN 8800,TN58NS4T65,100Gbit/s Line Service Processing Board(Metro,SDFEC2,wDCM,Coherent,Tunable,50GHz,LC)
03031LMU | Finished Board,OptiX OSN 6800,TN13FIU03,Fiber Interface Board
03031MPJ | Finished Board,PANGEA,STL2BATTA01,Battery Backup Unit,V2R1C00
03031MXR | Finished Board,HERT BBU,WD22GTMUc,GBTS Main Processing & Transmission unit (4E1+2FE/GE+6CPRI)
0305G051 | Eudemon 8000E,FWC2LPUKD1,Flexible Card Line Processing Unit(LPUF-21,2 Sub-Slots) B
0305G052 | Eudemon 8000E,FWC2L1XX01,1-Port 10GBase WAN/LAN XFP Flexible Interface Daughter Card
0305G053 | Eudemon 8000E,FWC2EBGF01,12-Port 100/1000Base-X SFP Flexible Interface Daughter Card
0305G062 | NetEngine80E,CR52VSUI20A,Integrated Versatile Service Unit 20 A(VSUI-20-A)
0305G06K | S3900,STL1CONT04,SAS Service Processing Controller Unit(1*Intel G1101,8G Cache)
0305G06R | Eudemon8000E,SU91MPUD01,X3 Main Processing Unit
0305G074 | Eudemon8000E-X,SU91LPUF40A,Flexible Card Line Processing Unit(LPUF-40,2 sub-slots) A
0305G075 | Eudemon8000E-X,SU91L2XX01,2-Port 10GBase LAN/WAN-XFP Flexible Card(P40)
0305G076 | Eudemon8000E-X,SU91EEGF01,20-Port 100/1000Base-X-SFP Flexible Card(P40)
0305G08N | Eudemon8000E,SU91SRU200A0,X8 200Gbps Switch and Route Processing Unit A
0305G08P | Eudemon8000E,SU91SFU200C0,X8 200Gbps Switch Fabric Unit C
0305G09H | Eudemon8000E-X,SU91LPUF100CA00,Flexible Card Line Processing Unit(LPUF-101,4 sub-slots)
0305G09K | Eudemon8000E-X,SU91L5XFB1,5-Port 10GBase LAN/WAN-SFP+ Flexible Card A(P101,1/2wide,Occupy two sub-slots)
0305G09T | Eudemon8000E-X,SU91SPUC02,20G X3 Firewall Service Processing Unit(oversea),include SPUC and 1*SPCB02
0305G09U | Eudemon8000E-X,SU91SPUD03,20G X8&X16 Firewall Service Processing Unit(oversea),include SPUD and 1*SPCB02
0305G0B3 | Eudemon8000E-X,SU91SPUD,X8&X16 Service Processing Unit(Base Board)
14130661-002 | Patch Cord,LC/UPC,LC/UPC,Single-mode,15m,G.657A2,2mm
14130923-001 | Optical Cable Parts,MPO/PC,MPO/PC,Multi-mode,5m,8 cores,0m/0m,GYFH-8A1a.2(OM3),7.0mm,3.5mm,LSZH,60mm MPO,Bending insensitive
02311AUJ | Function Module,OPM50M,MPW3000-48A-1,AC/DC Power Module With 6 DC Outputs
02311LGV | Function Module,RRU3930E,WD5MIMRBC102,Atom RRU,Multi-Mode Transceiver Unit(RX1920-1980MHz/TX2110-2170MHz,90-290VAC,9.8G,2T2R,Blind-plug Inside Antenna)
02311QFY | RRU3953,WD5MIRUCG10,KUNLUN,TX2110-2170MHz/RX1920-1980MHz,-48VDC,9.8G,2T4R,2*80W
03031DJM | Finished Board,NetEngine40E,CR51L4XFD0,4-Port 10GBase LAN/WAN-SFP+ Physical Interface Card(PIC)
03031DJR | Finished Board,NetEngine40E,CR51EAGFD0,10-Port 100/1000Base-X-SFP Physical Interface Card(PIC)
02310RAV | NetEngine40E,CR5M1SF27,Optical Functional Module,1000BASE-T-SFP Module,RJ45 Electrical Module,Auto Negotiate,Longest Transimission Distance 100m
03054690 | NetEngine40E,CR57LPUF240A00,Flexible Card Line Processing Unit(LPUF-240)
03030QDD | NetEngine40E,CR57LBXF1,12-Port 10GBase LAN/WAN-SFP+ Flexible Card A(P240-A)
03031FSK | Finished Board,S9300,LE1D2SRUH000,S9306/S9312,Main Control Unit H
0305G09V | Eudemon8000E-X,SU91SPCB02,20G Firewall Performance Expansion Card(oversea)
03031EDK | Finished Board,NetEngine40E,CR51MPUK1,Main Processing Unit K1
02270113 | DC-DC Module,800W/24W,-5degC,55degC,36V,75V,12V,12V/800W/12VSB/24W,22000,12VSB/1000UF
02311QBL | Function Module,RH2288H/RH2288 V3,BC1M03LCIB,left ear module
02311QCQ | Function Module,RH2288H/RH2288 V3,BC1M03RCIB,right ear module
03022HLV | Manufactured Board,RH2288H V3,BC11HGSA,RH2288H V3 EP Server Board,custommb,Board ID 0X0D,1*1
14080148 | Network Interface Connector,Double Row,2*1Ports,2*4Pin,4bit,USB A Type,Side Plugging Type,Pin Tail Length 3.18mm,THT
24010019 | Primary Battery-Li&Mn Battery-3V-0.225Ah-Round-20mm*3.2mm
03021XTQ | Manufactured Board,Tecal RH2285H V2,BC11FGEA,4*GE Interface Card--PCIE 1.0 X4-4-Board ID 0X14,Servers,4*1
02310YKN | Function Module,RH2288H/RH2288 V3,BC1M02FANA,8056 Fan module
02310YKU | Function Module,RH2288H/RH2288 V3,BC1M03IHDD,2*2.5" Rear Hard Disk Backplane+1*8X Riser Card module
02310UUB | Function Module,SR430C 1GB,BC1M05ESMQ,LSI 3108 RAID Card,RAID0,1,5,6,10,50,60,1GB,32HDD,Board ID 0X24,Support SuperCap
04051018 | High Speed Cable,Internal Mini SAS HD Cable,0.63m,Internal Mini SAS HD R/A,8*(1P*30AWG+ 2*Drain)+8C*30AWG,Internal Mini SAS HD STR,R/A-STR
06010262 | Other Storage Medium,LSI Flash Card,4GB,TFM,Supercap and 620mm Cable,No doc
41020490 | X86 series,FCLGA2011,2300MHz,1.8V,64bit,105000mW,Haswell EP Xeon E5-2650 v3,10Core,IT Product Dedicated
02311DYQ | Function Module,Servers,Hard Disk,6000GB,SATA 6.0Gb/s,7200rpm,3.5 inch,128MB cache or above,Hot-swap,Built-in,Front Panel
06210373 | Hard Disk,6000GB,SATA 6Gb/s,7200rpm,3.5inch,128MB cache or above,Hot plug,Built In,No Cable
02311HAK | Function Module,Server,Hard Disk,300GB,SAS 12Gb/s,10000rpm,2.5inch,Hot_plug,Built-in,2.5 inch Front Panel
06200212 | Memory Module,DDR4 RDIMM,8GB,288pin,0.8ns,2400000KHz,1.2V,ECC,2Rank(512M*8bit)
06310025 | NIC,Gigabit Ethernet Card,RJ45 Copper,Quad port ,PCIE 2.0 X4-8086-150E-4, Without Driver CD
02311AJT | Function Module,BBU3910A3,WD2MUMDUa3,Outdoor Distributed Baseband Unit (DC -48V),Type A
02311AUJ | Function Module,OPM50M,MPW3000-48A-1,AC/DC Power Module With 6 DC Outputs
02311PWU | Function Module,AAU5940,WD7MJTNB2000,1800+2100A 2T2R 2*60W,14.2i/14.5i
04070012 | Signal Cable,Shielded Straight Through Cable,10m,MP8-II,CC4P0.5GY(S),MP8-II,FTP
34060713 | XFP¦SFP+ Transceiver,SFP+,1310nm,9.8G,-8.2dBm,0.5dBm,-10.3dBm,LC,SM,1.4km
04151741 | Power Cable,3m,16AWG,Black,AC-EPC2,16SJTW(3C)B,3*OT1-4
03022HEG | Manufactured Board,BBU3900,WD22UBBPd1,Baseband Processing and Interface Unit ,1*1
04050804 | High Speed Cable,48G External MiniSAS HD Cable,1m,(SFF 8644 Plug),(28AWG*4P*2B(S)),(SFF 8644 Plug),Indoor,SAS 3.0,N
02113354 | OptiX OSN 1800,TNFB8CASE,Compact Container WDM System Assembly Chassis(2U) with fiber storage
02120400-001 | OptiX OSN 1800,TN11PDU01,DC Power Distribution Unit-8*32A+4*10A
02301163 | Backplane Subrack (shelf, frame),OptiX OSN 1800II MS-OTN Enhanced,TNZK01AFB,Packet Enhanced Assembly Chassis(2U,DC)
03020JVN | OptiX OSN 3500,SSN4SL64,STM-64 Optical Interface Board,1x1 Assembled Board
03020TKH | OptiX OSN 3500,SSN2PEX1,1-Port 10G Ethernet Switching Processing Board
03020TLC | OptiX OSN 3500,SSN6GSCC,System Control and Communication Board,1x1 Assembled Board
03020TNR | OptiX OSN 7500 SST1PIUB Power Interface Unit,1*2
03020YDX | OptiX OSN 7500,SST2PSXCSA,Super dual-plane cross-connect and synchronous timing board,1*1 assembled board
03022VUU | Manufactured Board,OptiX OSN 8800,TN12ST2,Bidirectional optical supervisory channel and timing transmission unit (with OTDR),1*1
03023BTK | Manufactured Board,OptiX OSN 1800,TNZ5EG10,10*GE(SFP) Ethernet Processing Board,1*1
03023FHW | Manufactured Board,OptiX OSN 1800,TNZ5EX4-4*10GE(XFP) Ethernet Processing Board
03023GBW | Manufactured Board,Optix OSN 1800,TNZ5UXCMS,Universal Cross Connect,System Control and Clock Processing Board
03028245 | OptiX OSN 7500,SST1EOW,Engineering Order Wire Board,2*1 Assembled Board
03028246 | Manufactured Board,OptiX OSN 7500,SST1AUX,1*1
03030MDT | OptiX OSN 6800,TN11SFIU01,Fiber Interface Board
03030NAA | OptiX OSN 6800,TN12M40V01,40-Channel Multiplexing Board With VOA(C_Even,196.00THz~192.10THz,100GHz,LC)
03030NAB | OptiX OSN 6800,TN12D4001,40-channel Demultiplexing Board(C Even,196.00THz~192.10THz,100GHz,Thermal AWG,LC)
03030PHD | OptiX OSN 8800, TN12OPM801, 8 channel optical power monitor board (support 10Gbit/s, 40Gbit/s, 100Gbit/s OSNR monitoring)
03030SVP | OptiX OSN 8800,TN13OBU103,C-BAND Optical Booster Unit(MAX -3dBm IN and 20dBm OUT,Gain 23dB)
03030SVQ | OptiX OSN 8800,TN13OBU104,C-BAND Optical Booster Unit(MAX -1dBm IN and 16dBm OUT,Gain 17dB)
03030ULA | Finished Board,OptiX OSN 1800,TNF2OBU01,C-BAND Optical Amplifier Unit(MAX -3dBm IN and 20dBm OUT,Gain 23dB,With EVOA)
03030URG | Finished Board,OptiX OSN 1800,TNF1EMR801,Enhanced 8-ch Optical Add/Drop Multiplexing Board,100GHz(192.1/192.2/192.3/192.4/192.5/192.6/192.7/192.8THz),DWDM
03030URJ | Finished Board,OptiX OSN 1800,TNF1DSFIU01,Both East & West Directional Fiber Interface Board for Sync Timing(Dual SFIU subcard),C/1491&1511nm
03030UUF | Finished Board,OptiX OSN 1800,TNF1DSFIU02,Fiber Interface Board for Sync Timing(Single FIU subcard),C/1491&1511nm
03030VVX | Finished Board,OptiX OSN 8800,TN54EX8,8-Port 10 Gigabit Ethernet Switching Processing Board
03031LXD | Finished Board,OptiX OSN 1800,TNF1EX4001,Enhanced 40-Channel Multiplexing/Demultiplexing Board(C_ Even,196.00THz~192.10THz,100GHz,Thermal AWG,LC)
03031SUV | Finished Board,OptiX OSN 1800,TNZ5UNQ201,4*10G Universal Line Service Processing Board
03031YLY | Finished Board,OptiX OSN 1800,TNF1AST401,Four-directional optical supervisory channel and timing transmission unit(with Advanced OTDR, with two-diretional pre-fiber spools)
03031YNU | Finished Board,OptiX OSN 1800,TNF6TTA01,10*Multi-rate Ports Service Processing Board
03031YXT | Finished Board,OptiX OSN 1800,TNF3SCC03,System Control & Communication Board with OSC
03032FJN | Finished Board,OptiX OSN 1800II MS-OTN Enhanced,TNZ1UXCL01,Universal Cross Connect,System Control and Clock Processing Board
14130251 | Patch Cord,LC/PC,LC/PC,Single-mode,20m,G.652D,2mm
14130280 | Patch Cord,LC/PC,SC/PC,Single-mode,20m,G.652D,2mm
34060361 | Optical transceiver,XFP,1550nm,9.95Gb/s to 11.1Gb/s,0~4dBm,-24dBm,LC,Single-mode,80km
34060473 | Optical transceiver,eSFP,1310nm,1.25Gb/s,-9~-3dBm,-20dBm,LC,Single Mode,10km
34060568 | XFP¦SFP+ Transceiver-TXFP-C band-9.95~11.3Gb/s-LC-SM-40km
34060742 | Optical transceiver,SFP+,1310nm,10Gb/s,-8.2~0.5dBm,-12.6dBm,LC,SM,10km
45030036 | Fixed Optical Attenuator,1260nm~1620nm,7dB,LC/PC,>45dB
02113821 | Assembly Cabinet,OptiX RTN 950A,SLFB1CASE,Assembly Chassis(-48V)
02352571 | OptiX RTN 980,SLBK1BKP,RTN 980 Assembly Chassis(-48V)
03020RES | OptiX RTN 900,SL91AUX,Assistant Channel Interface Board,1*1
03021MXJ | Manufactured Board,Optix RTN 900,SL91EG4,2*GE(SFP/RJ45)+2*GE(RJ45) Gigabit Ethernet Board with switch function,1*1
03021PFK | Manufactured Board,OptiX RTN 900,SL91ISV3,Versatile IF Board,1*1
03022TLJ | Manufactured Board,OptiX RTN 950A,SLF2CSHO,16*E1(TDM)/2*STM-1(SFP)/4*GE(RJ45)/2*GE(SFP) Hybrid System Control and Cross-connect Board,1*1
03022VHK | Manufactured Board,OptiX RTN 900,SL91ISM6,Versatile Dual IF Board,1*1
03056502 | Finished Board Unit,OptiX RTN 980,SLB1CSHNA,2*STM-1/4(SFP)+2*GE(SFP/RJ45)+2*GE(RJ45),Nodal System Control and Switching Board
04120187 | Trunk Cable,10m,120ohm,16E1,0.4mm,Anea 96F,120CC32P0.4P430U(S),+45deg
52412498 | Microwave Outdoor Unit,RTN XMC,15G,-2,X1520420ALA,420MHz,Sub Band A,Low site,H ,14501MHz,14725MHz,without doc,WR-62,H01
52412499 | Microwave Outdoor Unit,RTN XMC,15G,-2,X1520420AHA,420MHz,Sub Band A,High site,H ,14921MHz,15145MHz,without doc,WR-62,H01
52413072 | Microwave Outdoor Unit,RTN XMC,26G,-2,X2621008ALA,1008MHz,Sub Band A,Low site,H,24549MHz,24885MHz,Without doc,WR-42,H01
52413074 | Microwave Outdoor Unit, RTN XMC,38G,-2,X3821260AHA,1260MHz,Sub Band A,High site,H ,38304MHz,38892MHz,Without doc,WR-28,H01
52413075 | Microwave Outdoor Unit, RTN XMC,38G,-2,X3821260ALA,1260MHz,Sub Band A,Low site,H ,37044MHz,37632MHz,Without doc,WR-28,H01
52413076 | Microwave Outdoor Unit,RTN XMC,18G,-2,X1821010ALA,1010/1008MHz,Sub Band A,Low site,H,17685MHz,18230MHz,Without doc,WR-42,H01
52413077 | Microwave Outdoor Unit,RTN XMC,18G,-2,X1821010AHA,1010/1008MHz,Sub Band A,High site,H,18695MHz,19240MHz,Without doc,WR-42,H01
52413117 | Microwave Outdoor Unit,RTN XMC,26G,-2,X2621008AHA,1008MHz,Sub Band A,High site,H,25557MHz,25893MHz,Without doc,WR-42,H01
52413136 | Microwave ODU,RTN XMC,11G,-2,X1120530ALA,530/520MHz,Sub Band A,Low site,H,10675MHz,10975MHz,Without doc,WR-90,H01
52413137 | Microwave ODU,RTN XMC,11G,-2,X1120530AHA,530/520MHz,Sub Band A,High site,H,11205MHz,11505MHz,Without doc,WR-90,H01
52413138 | Microwave ODU,RTN XMC,11G,-2,X1120530BLA,530/520MHz,Sub Band B,Low site,H,10915MHz,11215MHz,Without doc,WR-90,H01
52413139 | Microwave ODU,RTN XMC,11G,-2,X1120530BHA,530/520MHz,Sub Band B,High site,H,11445MHz,11745MHz,Without doc,WR-90,H01
52413327 | Microwave Outdoor Unit,RTN XMC,8G,-2E,X0820266AHB,266MHz,Sub Band A,High site,H,8171MHz,8290MHz,Without doc,WR-112,H01
52413328 | Microwave Outdoor Unit,RTN XMC,8G,-2E,X0820266ALB,266MHz,Sub Band A,Low site,H,7905MHz,8024MHz,Without doc,WR-112,H01
52413776 | Microwave ODU,RTN XMC,26G,-3,X263LA,Low site,H,24549MHz,24885MHz,25557MHz,25893MHz,Without doc,WR-42,H01,1008MHz,Sub Band A,24549MHz,24885MHz
52413777 | Microwave ODU,RTN XMC,26G,-3,X263HA,High site,H,25557MHz,25893MHz,24549MHz,24885MHz,Without doc,WR-42,H01,1008MHz,Sub Band A,25557MHz,25893MHz
52413844 | Microwave ODU,RTN XMC,38G,-3,X383LA,Low site,H,37044MHz,37632MHz,38304MHz,38892MHz,Without doc,WR-28,H01,1260MHz,Sub Band A,37044MHz,37632MHz
52413845 | Microwave ODU,RTN XMC,38G,-3,X383HA,High site,H,38304MHz,38892MHz,37044MHz,37632MHz,Without doc,WR-28,H01,1260MHz,Sub Band A,38304MHz,38892MHz
52413848 | Microwave ODU,RTN XMC,18G,-3,X183LA,Low site,H,17685MHz,18230MHz,18695MHz,19240MHz,Without doc,WR-42,H01,1010MHz/1008MHz,Sub Band A/A,17685MHz/17685MHz,18230MHz/18230MHz
52413849 | Microwave ODU,RTN XMC,18G,-3,X183HA,High site,H,18695MHz,19240MHz,17685MHz,18230MHz,Without doc,WR-42,H01,1010MHz/1008MHz,Sub Band A/A,18695MHz/18695MHz,19240MHz/19240MHz
52413902 | Microwave ODU,RTN XMC,15G,-3,X153LA,Low site,H,14718MHz,14942MHz,15138MHz,15348MHz,Without doc,WR-62,H01,420MHz/315MHz/322MHz,Sub Band B/C/C,14718MHz/14823MHz/14823MHz,14928MHz/14942MHz/14942MHz
52413903 | Microwave ODU,RTN XMC,15G,-3,X153HA,High site,H,15138MHz,15348MHz,14718MHz,14942MHz,Without doc,WR-62,H01,420MHz/315MHz/322MHz,Sub Band B/C/C,15138MHz/15138MHz/15138MHz,15348MHz/15257MHz/15257MHz
52413904 | Microwave ODU,RTN XMC,15G,-3,X153LA,Low site,H,14501MHz,14725MHz,14921MHz,15145MHz,Without doc,WR-62,H01,420MHz,Sub Band A,14501MHz,14725MHz
52413905 | Microwave ODU,RTN XMC,15G,-3,X153HA,High site,H,14921MHz,15145MHz,14501MHz,14725MHz,Without doc,WR-62,H01,420MHz,Sub Band A,14921MHz,15145MHz
52414028 | Microwave ODU,RTN XMC,8G,-3,X083LA,Low site,H,7905MHz,8024MHz,8171MHz,8290MHz,Without doc,WR-112,H01,266MHz,Sub Band A,7905MHz,8024MHz
52414029 | Microwave ODU,RTN XMC,8G,-3,X083HA,High site,H,8171MHz,8290MHz,7905MHz,8024MHz,Without doc,WR-112,H01,266MHz,Sub Band A,8171MHz,8290MHz
52414092 | Microwave ODU,RTN XMC,11G,-3,X113LA,Low site,H,10675MHz,10975MHz,11205MHz,11505MHz,Without doc,WR-90,H01,530MHz/520MHz,Sub Band A/A,10675MHz/10675MHz,10975MHz/10975MHz
52414093 | Microwave ODU,RTN XMC,11G,-3,X113HA,High site,H,11205MHz,11505MHz,10675MHz,10975MHz,Without doc,WR-90,H01,530MHz/520MHz,Sub Band A/A,11205MHz/11205MHz,11505MHz/11505MHz
52414094 | Microwave ODU,RTN XMC,11G,-3,X113LA,Low site,H,10915MHz,11215MHz,11445MHz,11745MHz,Without doc,WR-90,H01,530MHz/520MHz,Sub Band B/B,10915MHz/10915MHz,11215MHz/11215MHz
52414095 | Microwave ODU,RTN XMC,11G,-3,X113HA,High site,H,11445MHz,11745MHz,10915MHz,11215MHz,Without doc,WR-90,H01,530MHz/520MHz,Sub Band B/B,11445MHz/11445MHz,11745MHz/11745MHz
52440572 | Microwave Accessory,Coupler,18G,UBR220,3dB XMC,With English doc
52440597 | Microwave Accessory,Coupler,26G,UBR220,3dB XMC,With English doc
34060683 | XFP¦SFP+ Transceiver,SFP+,850nm,8.5Gbps,-8dBm,-1.3dBm,-11.2dBm,LC,0.15km
03030WSQ | Finished Board,X6000,CN21ITGAA13,Intel 82599 2*10GE SFP+ Half-height Half-length X8 PCIE Ethernet Card NCSI Supported,PCIE 2.0 X8-Vendor ID 8086-Device ID 10FB-2
41020498 | X86 series,FCLGA2011,2400MHz,1.8V,64bit,85000mW,Haswell EP Xeon E5-2620 v3,6Core,IT Product Dedicated
03022CDE | Manufactured Board,Servers,BC61ESMN,SR130 SAS/SATA RAID Card,RAID0,1,10,1E,0 Cache(LSI3008),Board ID 0X2C,customraid,2*2
41020549 | X86 series,FCLGA2011-3,2200MHz,1.8V,64bit,75000mW,Broadwell EP Xeon E5-2618L v4,10Core
02310UUA | Function Module,SR430C 2GB,BC1M05ESML,LSI 3108 RAID Card,RAID0,1,5,6,10,50,60,2GB,32HDD,Board ID 0X2D,Support SuperCap
06010278 | Other Storage Medium,LSI Flash Card,8GB, TFM, Supercap and 620mm Cable,No doc
41020566 | X86 series,FCLGA2011-3,2100MHz,1.8V,64bit,120000mW,Broadwell EP Xeon E5-2683 v4,16Core,IT Product Dedicated
02311PCJ | Function Module,SR430C-M 1G,BC1M15ESMQ,LSI 3108 RAID Card,RAID0,1,5,6,10,50,60,1GB,32HDD,Support SuperCap and Out-of-Band Management,Board ID 0X24
03022CKQ | Manufactured Board,RH2288H V2,BC11FGEB,2*GE Interface Card,PCIE 2.0 X4-2-Board ID 0X17,4*1
41020497 | X86 series,FCLGA2011,2400MHz,1.8V,64bit,85000mW,Haswell EP Xeon E5-2630 v3,8Core,IT Product Dedicated
06010220 | Other Storage Medium,LSI Flash Card,2GB;TFM,Supercap and 620mm Cable;USB2.0,No doc
34060521 | Optical Transceiver,SFP+, 850nm, 8.5G, -8.2dBm~-1.3dBm,-11.2dBm,LC,MMF,0.15km
34060494 | Optical transceiver,SFP+,850nm,10Gb/s,-7.3~-1dBm,-9.9dBm,LC, MM,0.3km
03022GEX | Manufactured Board,Tecal RH2288H V2,BC11FGED,2*10G BASET Interface Card,PCIE 2.1 X8-Board ID 0X19,4*1
41020569 | X86 series,FCLGA2011-3,2200MHz,1.8V,64bit,105000mW,Broadwell EP Xeon E5-2650 v4,12Core,IT Product Dedicated
41020561 | X86 series,FCLGA2011-3,2200MHz,1.8V,64bit,135000mW,Broadwell EP Xeon E5-2698 v4,20Core,IT Product Dedicated
41020559 | X86 series,FCLGA2011-3,2600MHz,1.8V,64bit,135000mW,Broadwell EP Xeon E5-2690 v4,14Core,IT Product Dedicated
03054849 | Finished Board Unit,OSCA,IT11XCUB00,CX310,16*10GE Converged Switch Module
34100099 | Optical functional module,1000BASE-T -SFP RJ45Electrical Module,Auto Negotiate,100m ,-40~85degC
02316784 | S5300C,CX7M1PWD,DC Power Module
02351622 | Quidway S5352C-EI,CX7Z152CM,S5352C-EI Mainframe(48 10/100/1000Base-T,Chassis,Dual Slots of power,Without Flexible Card and Power Module)
03022TQY | Manufactured Board,RH2288 V3,BC11FGEC,I350 4*GE Interface Card,PCIE 2.0 X4-4-Board ID 0X18,4*1
03022JRV | Manufactured Board,RH2288 V3,BC11HGSB,Server Main Board,custommb,1*1
03022HXW | Manufactured Board, RH2288H V3,BC11EHBC, RH2288H V3 8HDD backplane,Board ID 0X71,1*2
03022JNS | Manufactured Board,RH2288 V3,BC11FCIC,VGA BOARD,5*2
03022MNL | Manufactured Board,RH1288 V3,BC11HGSC,RH1288 V3 EP Server Board,custommb,1*1
02311AFM | Function Module,RH1288 V3,BC1M04FAN,4056 Fan module
34060607 | XFP¦SFP+ Transceiver,SFP+,850nm,6.144G,-9dBm,-1dBm,-11.1dBm,LC,MMF,0.12km
02310RLA | Fan Box,OptiX OSN 1800V-TNF5FAN01,Fan Box
03030KMB | Finished Board,OptiX OSN 1800,TNF1FAN01
03030AUG | NetEngine40E,CR52SFUD0,Switch Fabric Unit D
03030DSV | OptiX OSN 6800,TN11XCS01,Centralized Cross Connect Board
03030DTX | OptiX OSN 6800,TN11SC201,Bi-directional Optical Supervisory Channel Board
03030ESS | OptiX OSN 6800,TN11OBU101,C-BAND Optical Booster Unit(MAX -4dBm IN and 16dBm OUT,Gain 20dB)
03030FBM | OptiX OSN 6800,TN11MR801,8-Channel Optical Add/Drop Multiplexing Board(100GHz,192.1THz~192.8THz),DWDM
03030FXJ | OptiX OSN 6800,TN11OAU103,C-BAND Optical Amplifier Unit(MAX -4dBm IN and 20dBm OUT,Gain 24~36dB)
03030GBP | OptiX OSN 6800,TN11OBU103,C-BAND Optical Booster Unit(MAX -3dBm IN and 20dBm OUT,Gain 23dB)
03030LJV | OptiX OSN 6800,TN12ND2T02,2*(4*ODU1 multiplexing OTU2) optical interface board(AFEC,Super WDM,Tunable),50GHz(800ps/nm,Rx1_PIN,Tx1_-3dBm~+2dBm,LC)
03052957 | MSOFTX3000,SF36WCCU0,Call Control Unit
03052959 | MSOFTX3000,SF36WBSG0,Broadband Signaling Gateway
03052960 | MSOFTX3000,SF36WIFM0,IP Forward Module
03056136 | Finished Board Unit,Tecal E9000,IT11SRCA17,E9000 CH121 V1(2*E5-2658 8c,8*16G DIMM,2*900GB SAS HD,(4*GE)card MZ110,(2*10GE SFP+2*10G FCoE/2*8G FC)card MZ910,LSI SAS2308 RAID card)
02120184 | UMG8900,UG0E4MFAN,Universal Media Gateway NGN Fan Box
02120308 | OptiX OSN 7500,SSTE1FANA,Cabinet Fan Box
02120479 | HERT MPE,WD2E3DCDU03DC,DC Power Distribution Unit
02310UPA | RRU3826,WD5MIRUE810,KUNLUN,TX2110-2170MHz/RX1920-1980MHz,-48VDC,2.5G,1T2R,1*80W
02310VBD | Function Module,OptiX RTN 905,SLD3IRU201,2*GE(RJ45)+2*GE(RJ45/Power over Ethernet)+2*GE(SFP)+16*E1+2*STM-1(SFP)+2*Combo Port+2*IF IDU Unit(-48VDC),2E
02316890 | RF Unit for WCDMA 2100 MHz (40W)
02317165 | DBS3900,WD5M1A2DB1,MRRU Multi-mode Multi-carriers Remote Radio Unit(TX1835-1880MHz/RX1740-1785MHz,-48VDC,2.5G)
03020RWV | OptiX OSN 3500,SSN1SEP102,8*STM-1 process board,1*1 Assembled Board
03022HYA | Manufactured Board, RH2288H V3,BC11THBF, RH2288H V3 12HDD Backplane,Board ID 0X73,1*2
03030KTM | OptiX OSN 3500II,SSQ5CXLLN,STM-1/4/16 System Control,Cross-connect,Optical Interface Board
03050954 | OptiX OSN 2500,SSQ2CXL410,STM-4 System Control,Cross-connect,Optical Interface Board(S-4.1,LC)
03051272 | UMG8900,UG01MVPD2,Media Gateway Voice Processing Unit D(1K TC,64ms EC)
02300708 | Backplane Subrack,PARCb,WP1K3PBCS,Unified Bussiness Architecture Base Shelf
03020KRD | Power3000,PW31MPSB,Mini Power system backboard
97020195 | Sensor,SJ516B1,Water Sensor,Infrared Ray,+12VDC,Relay Output,3+/-1mm,2m,-10~+60degC,Relay Output,49*49*38.5mm,Indoor Using,ROHS
03057155 | Finished Board Unit,HERT BBU,WD22UBBPe4,Baseband Processing and Interface Unit
03022HEJ | Manufactured Board,BBU3900,WD22UBBPd3,Baseband Processing and Interface Unit ,1*1
02121656 | Fan Tray Assembly,HERT MPE,WD2E12FAN,FAN 01D,Ver.E
02310KBL | GRFU,WD5MGFUE830,V2,Multiple Carriers Transceiver Unit(RX1710-1785MHz/TX1805-1880MHz,-48VDC,2.5G,1T2R,9U)
02310KKQ | RRU3826,WD5MWRUE810,WRRU V3,UMTS Multi-carriers Remote Radio Unit(TX2110-2170MHz/RX1920-1980MHz,-48VDC,2.5G,1T2R,With Installation Kit)
03055858 | PARC WP11DEUa Data Enhancement Processing Unit REV:a
02120466 | HERT MPE,WD2E1HPDU,APM30 Power Distribution Unit,220VAC Three Phase Input,DBS
03051838 | ATAE,GS31SMMD0,Chassis Management Module
34060607 | XFP¦SFP+ Transceiver,SFP+,850nm,6.144G,-9dBm,-1dBm,-11.1dBm,LC,MMF,0.12km
02311BYE | RRU3959,WD5MERUAC300,KUNLUN,TX1805-1880MHz/RX1710-1785MHz,-48VDC,9.8G,2T2R,2*60W
02311GYV | RRU3959,WD5MIRUYC10C,KUNLUN,TX2110-2170MHz/RX1920-1980MHz,-48VDC,9.8G,2T2R,2*60W
02311UAE | Function Module,OPM50M Ver.B,PAH3000S53-CN,AC/DC,DC/DC Power Module With 6 DC Outputs